## TF SAFE EBOM - ALL
# | ITEM DESCRIPTION | MAKE | PART NUMBER | UOM | QTY | UNIT COST | TOTAL COST | CONTAINER # | PROPERTY TYPE | PROPERTY USAGE
1 | TERMINAL BLOCK, 125A 14 HOLES | SCHNEIDER ELECTRIC | 14965 | EA | 5 | 11.94 | 59.7 | CON 01 | Material | Consume
2 | COPPER LUGS 10MM HOLE FOR 16MM CABLE | ENGEX | 630605 | EA | 10 | 0.45 | 4.5 | CON 01 | Material | Consume
3 | HSS STEP DRILL BIT 9MM x 36MM | EXACT | 05330 | EA | 19 | 90.2 | 1713.8 | CON 01 | Material | Consume
4 | ROOFING BOLTS AND NUTS, M6 x 16MM | OLYMPIC FIXINGS | 085-180-020 | PK | 6 | 11.23 | 67.38 | CON 01 | Material | Consume
5 | M10 PLAIN CHANNEL NUT BZP | OLYMPIC FIXINGS | 085-196-215 | BX | 2 | 42.1 | 84.2 | CON 01 | Material | Consume
6 | M10 x 30MM HIGH TENS HEXAGON HEAD SET SCREW BZP | OLYMPIC FIXINGS | 088-183-030 | BX | 2 | 21.93 | 43.86 | CON 01 | Material | Consume
7 | PVC CONDUIT TERMINAL BOX, WHITE, 20MM | CENTAUR | 20 CRB 2W | EA | 150 | 1.2 | 180 | CON 01 | Material | Consume
8 | CLOSED RUBBER GROMMETS, 20MM, 100EA/PK | F4P | 20MMB-100 | PK | 467 | 6.4 | 2988.8 | CON 01 | Material | Consume
9 | M25 CW CABLE GLAND PACK | CMP | 25CW2RA | PK | 1 | 14.8 | 14.8 | CON 01 | Material | Consume
10 | CLOSED RUBBER GROMMETS, 25MM, 100EA/PK | F4P | 25MMB-100 | PK | 476 | 11.6 | 5521.6 | CON 01 | Material | Consume
11 | M6 BRASS NUT, 100EA/PK | RS PRO | 293-6816-PK | PK | 72 | 61.6 | 4435.2 | CON 01 | Material | Consume
12 | PVC CONDUIT ANGLE BOXES, 20MM, WHITE | MARSHALL TUFFLEX | 2MRB4WH | EA | 235 | 1.37 | 321.95 | CON 01 | Material | Consume
13 | THROUGH BOX, 2-WAY, WHITE, 20MM | FALCON TRUNKING | 2S/20 | EA | 477 | 1 | 477 | CON 01 | Material | Consume
14 | COPPER TUBE TERMINAL 35-8MM | SWA | 35-8TQ | EA | 12 | 0.89 | 10.68 | CON 01 | Material | Consume
15 | BRASS HEX BOLT, M6 x 25MM, 100EA/PK | RS PRO | 483-2384-PK | PK | 61 | 80.77 | 4926.97 | CON 01 | Material | Consume
16 | 6MM 5 CORE XLPE/LSZH/SWA/LSZH ARMOURED CABLE | BATT CABLES | 5CORE X 6MM | MTR | 45 | 8.54 | 384.3 | CON 01 | Material | Consume
17 | COPPER LUGS 10MM HOLE FOR 70MM CABLE 100EA/PK | ENGEX | 631005-PK | PK | 1 | 140.29 | 140.29 | CON 01 | Material | Consume
18 | RCCB WITH OVERCURRENT PROTECTION (RCBO), 1P+Ns-C10A-30mA 240V TYPE A | SCHNEIDER ELECTRIC | A9D11810 | EA | 132 | 76.49 | 10096.68 | CON 01 | Material | Consume
19 | RCCB WITH OVERCURRENT PROTECTION (RCBO), 1P+N C20 30mA-AC 230V | SCHNEIDER ELECTRIC | A9DA2620 | EA | 42 | 291.7 | 12251.4 | CON 01 | Material | Consume
20 | CIRCUIT BREAKER, MINIATURE, 32A 2P C, 400V | SCHNEIDER ELECTRIC | A9F84232 | EA | 24 | 95 | 2280 | CON 01 | Material | Consume
21 | RESIDUAL CURRENT CIRCUIT BREAKER (RCCB), 25A 300mA 2P TYPE A | SCHNEIDER ELECTRIC | A9R24225 | EA | 52 | 124.7 | 6484.4 | CON 01 | Material | Consume
22 | RESIDUAL CURRENT CIRCUIT BREAKER (RCCB), 25A 30mA 2P TYPE AC 230V | SCHNEIDER ELECTRIC | A9R55225 | EA | 50 | 145.9 | 7295 | CON 01 | Material | Consume
23 | RESIDUAL CURRENT CIRCUIT BREAKER (RCCB), 25A 300mA 2P TYPE AC | SCHNEIDER ELECTRIC | A9R56225 | EA | 30 | 173.8 | 5214 | CON 01 | Material | Consume
24 | COMB BUSBAR, ACTI 9, 100A 1P 24MOD | SCHNEIDER ELECTRIC | A9XPH124 | EA | 17 | 24.36 | 414.12 | CON 01 | Material | Consume
25 | HEXAGON SHANK DRIVE ARBOR, 13MM | ARMEG | CHD32-64HEX | EA | 2 | 21.04 | 42.08 | CON 01 | Material | Consume
26 | TINNED CU CABLE LUGS, TUBULAR, 25-10 | SPEEDWELL | CLH2510S | EA | 40 | 0.3 | 12 | CON 01 | Material | Consume
27 | TINNED CU CABLE LUGS, TUBULAR, 50-10 | SPEEDWELL | CLH5010S | EA | 4712 | 0.57 | 2685.84 | CON 01 | Material | Consume
28 | TINNED CU CABLE LUGS, TUBULAR, 6-8 | SPEEDWELL | CLH68S | EA | 9389 | 0.09 | 845.01 | CON 01 | Material | Consume
29 | STRAIGHT RESIN JOINT KIT FOR CABLES UP TO 16MM 4 CORE | F4P | CM1+C | EA | 2 | 40.34 | 80.68 | CON 01 | Material | Consume
30 | PVC MALE ADAPTOR WITH LOCKRING, 20MM, WHITE | CENTAUR | CMA20W | EA | 44 | 0.55 | 24.2 | CON 01 | Material | Consume
31 | 4.2 x 20 COUNTERSUNK DRILL SCREWS (PACK OF 100) | ORBIX | DS-CSK-4.2X20-100 | PK | 4 | 8.48 | 33.92 | CON 01 | Material | Consume
32 | GROUNDING KIT, HEAVY DUTY SAFETY SWITCH, 200A TYPE 82,000 | SCHNEIDER ELECTRIC | DT100SG | EA | 2 | 54 | 108 | CON 01 | Material | Consume
33 | CIRCUIT BREAKER, 30A 1P 277V | SQUARE D | EDB14030 | EA | 12 | 146.04 | 1752.48 | CON 01 | Material | Consume
34 | SWITCH, 1-GANG 1 WAY 10AX | VOLEX ACCESSORIES | EXVX1010 | EA | 150 | 1.5 | 225 | CON 01 | Material | Consume
35 | PRO SDS DRILL 12x160MM | F4P | F4PPROSDS12.0X160 | EA | 1 | 7.58 | 7.58 | CON 01 | Material | Consume
36 | GROMMET STRIP | HELLERMANN TYTON | G51PA | PK | 20 | 30.7 | 614 | CON 01 | Material | Consume
37 | ISOLATOR INSULATION BOX EMERGENCY TYPE, 32A 3P 415V IP66/67/69 | GEWISS | GW70435P | EA | 2 | 22.29 | 44.58 | CON 01 | Material | Consume
38 | DANGER 400 VOLTS, SAFETY LABELS, 75 x 25MM, 50EA/PK | ENGEX | GX-DL41 | PK | 82 | 19.1 | 1566.2 | CON 01 | Material | Consume
39 | 40CW PVC SWA GLAND PACK, OUTDOOR | ENGEX | HA40CW | EA | 2 | 17.31 | 34.62 | CON 01 | Material | Consume
40 | LED CIRCULAR POLYCARBONATE FITTING, 15W IP65, WHITE 240V | HISPEC | HSLED15BH/WP | EA | 147 | 48.23 | 7089.81 | CON 01 | Material | Consume
41 | 15MM + - HEAT SHRINK SLEEVE BLUE | AFTEC | HSS/15/BL/100M | MTR | 100 | 0.4 | 40 | CON 01 | Material | Consume
42 | 15MM + - HEAT SHRINK SLEEVE BLACK | AFTEC | HSS/15/BLK/100M | MTR | 97 | 0.4 | 38.8 | CON 01 | Material | Consume
43 | 15MM + - HEAT SHRINK SLEEVE BROWN | AFTEC | HSS/15/BR/100M | MTR | 100 | 0.9 | 90 | CON 01 | Material | Consume
44 | 15MM + - HEAT SHRINK SLEEVE GREY | AFTEC | HSS/15/GRY/100M | MTR | 100 | 0.9 | 90 | CON 01 | Material | Consume
45 | 15MM + - HEAT SHRINK SLEEVE GREEN/YELLOW | AFTEC | HSS/15/GY/100M | MTR | 100 | 0.9 | 90 | CON 01 | Material | Consume
46 | CAUTION MIXED CABLE LABEL, BS7671, 130 x 60MM, 10 LABELS/PK | CEF | IS5810SA-10 | PK | 99 | 6.3 | 623.7 | CON 01 | Material | Consume
47 | PLATE SWITCH, 10A 1G SP 2 WAY | MK | K4871WHI | EA | 7 | 3.23 | 22.61 | CON 01 | Material | Consume
48 | PLATE SWITCH, 10A 2G SP 2 WAY | MK | K4872WHI | EA | 38 | 4.55 | 172.9 | CON 01 | Material | Consume
49 | COMPRESSION GLAND WITH LOCK NUT, BLACK, CABLE RANGE 6-12MM, IP68, M20 x 1.5 | MCG INDUSTRIAL | M20GB | PK | 1 | 4.36 | 4.36 | CON 01 | Material | Consume
50 | M20 x 1.5 COMPRESSION GLAND, WHITE, 6-12MM, IP68, 10EA/PK | MCG INDUSTRIAL | M20GW | PK | 41 | 1.25 | 51.25 | CON 01 | Material | Consume
51 | M8 x 50MM BRASS HEX HEAD BOLT, NUT & WASHER SET, 100EA/PK | FISCHER | M8X50 | PK | 27 | 5.5 | 148.5 | CON 01 | Material | Consume
52 | MALE ADAPTOR, WHITE, 20MM | FALCON TRUNKING | MA20/W | EA | 213 | 1.2 | 255.6 | CON 01 | Material | Consume
53 | BENDING SPRING, 20MM HG | MARSHALL TUFFLEX | MBSH2 | EA | 3 | 13 | 39 | CON 01 | Material | Consume
54 | PVC CONDUIT CIRCULAR BOX LID, WHITE | MARSHALL TUFFLEX | MCL1WH | EA | 16 | 1.62 | 25.92 | CON 01 | Material | Consume
55 | 50MM BI-METAL HOLE SAW | MORSE | MHS315 | EA | 2 | 16.95 | 33.9 | CON 01 | Material | Consume
56 | PVC SELF ADHESIVE MINI TRUNKING, WHITE, 3 METERS, 25 x 16MM | MARSHALL TUFFLEX | MMT2SFWH | EA | 32 | 7.39 | 236.48 | CON 01 | Material | Consume
57 | FILLER PLATES | SCHNEIDER ELECTRIC | NFFP15 | EA | 33 | 7.55 | 249.15 | CON 01 | Material | Consume
58 | 5.5 x 20MM HEAVY DUTY SELF DRILLING SCREW (PACK OF 200) | ORBIX | OBX-HD-5.5X20-200 | PK | 4 | 17.13 | 68.52 | CON 01 | Material | Consume
59 | 4-HOLE FLAT T-SHAPED FITTING, HOT DIP GALVANIZED | UNISTRUT | P1031HG | EA | 8 | 4.29 | 34.32 | CON 01 | Material | Consume
60 | 1-CHANNEL, HOT DIP GALVANIZED, STEEL, CENTERED, OFFSET, U POST, SQUARE BASE, CHANNEL POST BASE, 3-1/2" POST, 6" x 6" PAD, 9/16" HOLE | UNISTRUT | P2072AHG | EA | 2 | 20.21 | 40.42 | CON 01 | Material | Consume
61 | 50MM CW ARMOURED CABLE GLAND PACK | NIGLON | PACG50CW | EA | 1 | 26.51 | 26.51 | CON 01 | Material | Consume
62 | FEMALE BUSH ADAPTOR, 20MM, BLACK | PRECISION | PFBA20 | EA | 80 | 0.8 | 64 | CON 01 | Material | Consume
63 | M6 x 25MM PENNY WASHER BZP | CSS LIMITED | PW625 | PK | 6 | 16.64 | 99.84 | CON 01 | Material | Consume
64 | PLUG-ON CIRCUIT BREAKER, 100A 3P 240V | SQUARE D | QO3100 | EA | 1 | 197.11 | 197.11 | CON 01 | Material | Consume
65 | TWIN THREAD COUNTERSUNK POZI BZP 8x1.5", 200EA/BX | UNICRIMP | QWS8-15 | BX | 8 | 6.32 | 50.56 | CON 01 | Material | Consume
66 | ROTARY ISOLATOR SWITCH, SURFACE MOUNTED, 20A 3P IP65 | MCG INDUSTRIAL | SMI20-3 | EA | 72 | 13.57 | 977.04 | CON 01 | Material | Consume
67 | SWIFTS 100MM HOT DIPPED GALVANIZED RETURN FLANGE HEAVY DUTY CABLE TRAY, 3 METER | LEGRAND | SRFL100G | EA | 14 | 49.11 | 687.54 | CON 01 | Material | Consume
68 | STEEL SPACER BAR SADDLE 20MM | CENTAUR | SSBS20W | EA | 360 | 0.46 | 165.6 | CON 01 | Material | Consume
69 | 100MM STAND OFF BRACKET FOR CABLE TRAY | TAMLEX | STO4 | EA | 52 | 3.67 | 190.84 | CON 01 | Material | Consume
70 | HEAT SHRINK GUN, 2000W | STANLEY | STXH-2000 | EA | 12 | 44.1 | 529.2 | CON 01 | Material | Consume
71 | HSS DRILL BIT, 6MM SPLIT POINT | CK TOOLS | T3100 06 | EA | 5 | 2.95 | 14.75 | CON 01 | Material | Consume
72 | 3-HOLE FLAT BEND PLATE FOR STRUT, 14MM HOLE | TAMLEX | TB161 | EA | 12 | 1.72 | 20.64 | CON 01 | Material | Consume
73 | PLUG TOP, 13A 3 PIN FUSED 250V | VOLEX ACCESSORIES | VX1307 | EA | 262 | 3 | 786 | CON 01 | Material | Consume
74 | SURFACE BOX SQUARE EDGE 2G 32MM WHITE | BRITISH GENERAL | 902 | EA | 177 | 1.41 | 249.57 | CON 02 | Material | Consume
75 | MODULAR ENCLOSURE, KAEDRA, 1 x 18 MODULES, 1 TB IP65 | SCHNEIDER ELECTRIC | 13982 | EA | 5 | 228 | 1140 | CON 02 | Material | Consume
76 | THREADED BUSBAR, 25x4MM x 1M, M6 THREAD, 4EA/PK | NVENT | 549210 | PK | 1 | 236.18 | 236.18 | CON 02 | Material | Consume
77 | CABLE TIE, BLACK, 4.8x300MM 100EA/PK | ENGEX | 650011 | PK | 40 | 3.67 | 146.8 | CON 02 | Material | Consume
78 | PVC ADAPTABLE BOX, COMBI 308/5, BLACK, IP66/67, 85x85x51MM | WISKA | 10060580 | EA | 311 | 5.62 | 1747.82 | CON 02 | Material | Consume
79 | 25MM 1 CORE GREEN/YELLOW CABLE | FEDERAL CABLES | 1C X 25MM | MTR | 25 | 2.81 | 70.25 | CON 02 | Material | Consume
80 | 2.5MM 1 CORE BLUE CABLE 100M | DUCAB | 1CX2.5MM-BL | RL | 2 | 35.72 | 71.44 | CON 02 | Material | Consume
81 | RCCB WITH OVERCURRENT PROTECTION (RCBO), 1P+Ns-C20A-30mA 240V TYPE A | SCHNEIDER ELECTRIC | A9D14820 | EA | 199 | 26.16 | 5205.84 | CON 02 | Material | Consume
82 | SOCKET, TWIN UNSWITCHED | RED/GRAY | B11U | EA | 18 | 5.2 | 93.6 | CON 02 | Material | Consume
83 | BLANK PLATE, 2-GANG, B29 | RED/GRAY | B29 | EA | 130 | 4.19 | 544.7 | CON 02 | Material | Consume
84 | SWITCH, 20 AX, DOUBLE POLE | CED | CEDS20 | EA | 119 | 5.53 | 658.07 | CON 02 | Material | Consume
85 | 25MM MALE ADAPTOR WITH LOCKRING, WHITE | CENTAUR | CMA 25W | EA | 80 | 0.74 | 59.2 | CON 02 | Material | Consume
86 | DOUBLE THROW SAFETY SWITCH 400A 600V 4P 4 WIRE NON-FUSED NEMA 12 | EATON | DT465UDK | EA | 1 | 16500 | 16500 | CON 02 | Material | Consume
87 | ROTARY ISOLATOR, SURFACE MOUNTING, 32A 4P | TERMINATION TECHNOLOGY LTD | E324P | EA | 134 | 41.2 | 5520.8 | CON 02 | Material | Consume
88 | CIRCUIT BREAKER, 20A 1P 277V | SQUARE D | EDB14020 | EA | 2 | 176.93 | 353.86 | CON 02 | Material | Consume
89 | CIRCUIT BREAKER, 30A 1P 277V | SQUARE D | EDB14030 | EA | 15 | 146.04 | 2190.6 | CON 02 | Material | Consume
90 | CIRCUIT BREAKER, 40A 1P 277V | SQUARE D | EDB14040 | EA | 3 | 153.17 | 459.51 | CON 02 | Material | Consume
91 | CIRCUIT BREAKER, 60A 1P 277V | SQUARE D | EDB14060 | EA | 3 | 156.73 | 470.19 | CON 02 | Material | Consume
92 | SWITCH, 10A 1-GANG 1 WAY | WIRING EXCEL ACCESSORIES | EX11S | EA | 1 | 2.23 | 2.23 | CON 02 | Material | Consume
93 | BLANK PLATE, 2-GANG | WIRING EXCEL ACCESSORIES | EX2GBP | EA | 26 | 1.51 | 39.26 | CON 02 | Material | Consume
94 | SWITCH, 20A 2P | WIRING EXCEL ACCESSORIES | EXDP20 | EA | 153 | 18.4 | 2815.2 | CON 02 | Material | Consume
95 | BLANK PLATE, 1-GANG | WIRING EXCEL ACCESSORIES | EXSC1GBP | EA | 90 | 3.78 | 340.2 | CON 02 | Material | Consume
96 | SWITCH, SQUARE NEON, 45A DP | WIRING EXCEL ACCESSORIES | EXSL45SN | EA | 99 | 11.82 | 1170.18 | CON 02 | Material | Consume
97 | TWIN SWITCHED SOCKET, 13A DP | WIRING EXCEL ACCESSORIES | EXW132SDP | EA | 2 | 7.39 | 14.78 | CON 02 | Material | Consume
98 | BLANKING PLATE, 1-GANG | WIRING EXCEL ACCESSORIES | EXW1GBP | EA | 11 | 3.78 | 41.58 | CON 02 | Material | Consume
99 | BLANKING PLATE 2-GANG | WIRING EXCEL ACCESSORIES | EXW2GBP | EA | 114 | 2.78 | 316.92 | CON 02 | Material | Consume
100 | SURFACE METALCLAD, 13A 1-GANG | SCHNEIDER ELECTRIC | GMC131SS | EA | 273 | 6.18 | 1687.14 | CON 02 | Material | Consume
101 | POWER CABLE, 3G1.5MM | GENERIC | H05VV-F | EA | 166 | 75 | 12450 | CON 02 | Material | Consume
102 | NEUTRAL ASSEMBLY, INSULATED GROUNDABLE, HEAVY DUTY SAFETY SWITCH, 400/600A | SQUARE D | H600SN | EA | 125 | 68.12 | 8515 | CON 02 | Material | Consume
103 | 8 WAY CONSUMER UNIT C/W DOOR, DIN RAIL, EARTH & NEUTRAL BARS, BLANKS, RATING LABELS IP65 | ESR | HA8 | EA | 14 | 35.2 | 492.8 | CON 02 | Material | Consume
104 | COMPRESSION GLAND, GREY 40MM IP68 10EA/PK | ENGEX | HAM40G | PK | 2 | 25.26 | 50.52 | CON 02 | Material | Consume
105 | TWIST LOCK RECEPTACLE, 30A 250VAC 2P 3-WIRE GROUNDING | HUBBELL | HBL2620 | EA | 600 | 7.03 | 4218 | CON 02 | Material | Consume
106 | SURFACE BOX, 40MM, 1-GANG, WHITE | MK | K2031WHI | EA | 891 | 1.68 | 1496.88 | CON 02 | Material | Consume
107 | PLATE SWITCH, 10A 3G SP 2 WAY | MK | K4873WHI | EA | 171 | 12 | 2052 | CON 02 | Material | Consume
108 | DP SURFACE METAL SWITCH WITH NEON, 50A | MK | K5230ALM | EA | 425 | 28.5 | 12112.5 | CON 02 | Material | Consume
109 | SWITCH, 10A 2G SP 1 WAY IP66 | MK | K56402GRY | EA | 9 | 22.07 | 198.63 | CON 02 | Material | Consume
110 | UNSWITCHED SOCKET, IP66, 13A 2G 250V | MK | K56481WHI | EA | 60 | 5.6 | 336 | CON 02 | Material | Consume
111 | COMMANDO PLUG, BLUE, 32A 250V | MK | K9033BLU | EA | 739 | 12.7 | 9385.3 | CON 02 | Material | Consume
112 | COMMANDO SOCKET, RED IP44, 16A 415V 5PIN | MK | K9215RED | EA | 750 | 14.88 | 11160 | CON 02 | Material | Consume
113 | COMMANDO SOCKET, RED IP44, 32A 415V | MK | K9241RED | EA | 730 | 18.75 | 13687.5 | CON 02 | Material | Consume
114 | ROTARY ISOLATOR SWITCH, 100A 4P (1P65) | EUROPA COMPONENTS | LB1004P | EA | 102 | 62.26 | 6350.52 | CON 02 | Material | Consume
115 | ROTARY ISOLATOR SWITCH, 63A 4P (1P65) | EUROPA COMPONENTS | LB634P | EA | 195 | 52 | 10140 | CON 02 | Material | Consume
116 | COMPRESSION GLAND WITH LOCK NUT, GREY 50MM IP68 10EA/PK | MCG INDUSTRIAL | M50G | PK | 41 | 52.16 | 2138.56 | CON 02 | Material | Consume
117 | ADAPTABLE BOX, BLACK, 150x150x75MM | MK | MAB7 | EA | 21 | 15 | 315 | CON 02 | Material | Consume
118 | BI-METAL MHS HOLESAW, 40MM | MORSE | MHS25 | EA | 2 | 11.06 | 22.12 | CON 02 | Material | Consume
119 | CIRCUIT BREAKER, MINIATURE, 10A 1P C, 6kA | HAGER | MU110A | EA | 6 | 22 | 132 | CON 02 | Material | Consume
120 | CIRCUIT BREAKER, MINIATURE, 16A 1P C, 6kA | HAGER | MU116A | EA | 24 | 22 | 528 | CON 02 | Material | Consume
121 | CIRCUIT BREAKER, MINIATURE, 32A 1P C, 6kA | HAGER | MU132A | EA | 12 | 22 | 264 | CON 02 | Material | Consume
122 | METALCLAD SWITCHED SOCKET, 13A 1-GANG 2P | MAXIMUS | MXMC230 | EA | 5 | 7 | 35 | CON 02 | Material | Consume
123 | 1-GANG PATTRESS BOX, 25MM | NEWLEC | NL8385/125 | EA | 85 | 15 | 1275 | CON 02 | Material | Consume
124 | PLUG-ON CIRCUIT BREAKER, 20A 1P, 120/240V | SQUARE D | QO120 | EA | 355 | 5.74 | 2037.7 | CON 02 | Material | Consume
125 | LOAD CENTER, QO 3P 20 SPACES 20 CIRCUITS 125A FIXED MAIN LUGS, GND BAR | SQUARE D | QO320L125GRB | EA | 1 | 654.25 | 654.25 | CON 02 | Material | Consume
126 | RING TERMINAL NYLON INSULATED, PRESSURE TERMINAL CONNECTOR, #10, 18-14 AWG CU, 50EA/BT | THOMAS & BETTS | RB14-10 | BT | 78 | 94.86 | 7399.08 | CON 02 | Material | Consume
127 | FORK TERMINAL NYLON INSULATED, PRESSURE TERMINAL CONNECTOR, #8 BOLT, 18-14 AWG,100EA/BTL | THOMAS & BETTS | RB14-8F | BT | 183 | 32.67 | 5978.61 | CON 02 | Material | Consume
128 | SWITCH DISCONNECTOR (WITHOUT FUSE) 63A TRIPLE POLE AND NEUTRAL | SCHNEIDER ELECTRIC | SD633SW | EA | 46 | 9.17 | 421.82 | CON 02 | Material | Consume
129 | TYPE B PON DISTRIBUTION BOARD, 3P+N 250A 18WAYS 230/415V ACTI9 ISOBAR P | SCHNEIDER ELECTRIC | SEA9BPN18 | EA | 1 | 765.54 | 765.54 | CON 02 | Material | Consume
130 | SCREW, HEX WASHER HEAD SELF DRILLING, 12 x 3/4", 100EA/BOX | DOTTIE | TEKHW1234 | BX | 207 | 19.11 | 3955.77 | CON 02 | Material | Consume
131 | SCREW, TAPPING, AB PAN PHILLIPS, #8 x 1, 1LY63, 100EA/BOX | FABORY | U26660.016.0100 | BX | 65 | 4.94 | 321.1 | CON 02 | Material | Consume
132 | SOCKET, METALCLAD RCD PROTECTED SINGLE SWITCHED | PROTECTOR | VT1108SG | EA | 210 | 13 | 2730 | CON 02 | Material | Consume
133 | SOCKET, METALCLAD RCD PROTECTED TWIN SWITCHED | PROTECTOR | VT1208SG | EA | 202 | 13 | 2626 | CON 02 | Material | Consume
134 | NYLON WALL DRILLER ANCHORS, 100EA/BOX | DOTTIE | WD8 | BX | 9 | 36.56 | 329.04 | CON 02 | Material | Consume
135 | #8 ANCHOR KIT WALL DRILLER KIT | DOTTIE | WDK8N | EA | 6 | 31.29 | 187.74 | CON 02 | Material | Consume
136 | CIRCUIT BREAKER, MINIATURE, 40A 5kA | EATON | WMZS3B40 | EA | 1 | 278.47 | 278.47 | CON 02 | Material | Consume
137 | STRAIGHT JAW TONGUE & GROOVE PLIERS 12" | CHANNELLOCK | 440 | EA | 2 | 33.11 | 66.22 | CON 03 | Material | Consume
138 | COPPER LUGS 10MM HOLE FOR 35MM CABLE | ENGEX | 630805 | EA | 18 | 1.09 | 19.62 | CON 03 | Material | Consume
139 | M6x25MM ROOFING BOLTS & NUTS BZP (PACK OF 200) | OLYMPIC FIXINGS | 085-180-030 | BX | 1 | 41.47 | 41.47 | CON 03 | Material | Consume
140 | COPPER TUBE TERMINAL 10-6MM | SWA | 10-6TQ | EA | 20 | 0.46 | 9.2 | CON 03 | Material | Consume
141 | 4.2x13MM WAFER HEAD SELF DRILLING SCREWS ZP (PACK OF 200) | OLYMPIC FIXINGS | 200-124-090 | BX | 5 | 16.55 | 82.75 | CON 03 | Material | Consume
142 | HEX KEY METRIC FOLDING SET 8-PC | STANLEY | 2-69-264 | EA | 1 | 7.2 | 7.2 | CON 03 | Material | Consume
143 | UNIVERSAL ADAPTER | WONPRO | 30260 WA-B7 | EA | 1667 | 1.8 | 3000.6 | CON 03 | Material | Consume
144 | POWER STRIP, 2P 3 WIRE, 6-OUTLET, 13A 250V | INTERNATIONAL CONFIGURATIONS INC | 58206-C14 | EA | 1987 | 7.7 | 15299.9 | CON 03 | Material | Consume
145 | INSULATED RING TERMINAL, M6 STUD SIZE, 1.5-2.5MM WIRE SIZE, BLUE | RS PRO | 613-9328 | BX | 1 | 23.01 | 23.01 | CON 03 | Material | Consume
146 | COPPER LUGS 10MM HOLE FOR 25MM CABLE | ENGEX | 630705 | EA | 6 | 0.84 | 5.04 | CON 03 | Material | Consume
147 | BUTT SPLICE YELLOW 4-6MM CABLE 100EA/PK | SWA | 6BSL | PK | 1 | 17.28 | 17.28 | CON 03 | Material | Consume
148 | SINGLE CABLE, 1.5MM, BLACK, 100M | ELAND CABLES | A2XBK0015-100 | RL | 186 | 15.67 | 2914.62 | CON 03 | Material | Consume
149 | SINGLE CABLE, 2.5MM, BLACK, 100M | ELAND CABLES | A2XBK0025-100 | RL | 188 | 24.23 | 4555.24 | CON 03 | Material | Consume
150 | SINGLE CABLE, 1.5MM, GREY, 100M | ELAND CABLES | A2XGR0015-100 | RL | 178 | 15.67 | 2789.26 | CON 03 | Material | Consume
151 | SINGLE CABLE, 2.5MM, GREY, 100M | ELAND CABLES | A2XGR0025-100 | RL | 196 | 24.23 | 4749.08 | CON 03 | Material | Consume
152 | RCCB WITH OVERCURRENT PROTECTION (RCBO), 1P+Ns-B20A-30mA 230/240V TYPE A | SCHNEIDER ELECTRIC | A9D31820 | EA | 2 | 82.77 | 165.54 | CON 03 | Material | Consume
153 | CIRCUIT BREAKER, MINIATURE, 100A 3P, 375V DC 440V AC TYPE C | SCHNEIDER ELECTRIC | A9N18469 | EA | 2 | 227.06 | 454.12 | CON 03 | Material | Consume
154 | CIRCUIT BREAKER MECHANICAL LUG KIT, 400-600A 3P | SCHNEIDER ELECTRIC | AL600LS52K3 | PK | 3 | 172.1 | 516.3 | CON 03 | Material | Consume
155 | COMBINATION SPANNER SET 10-PIECE | AVIT | AV07020 | EA | 1 | 18.82 | 18.82 | CON 03 | Material | Consume
156 | BASIC FRAME NSX100F 36kA 415VAC 3P 100A | SCHNEIDER ELECTRIC | C10F3 | EA | 2 | 159.31 | 318.62 | CON 03 | Material | Consume
157 | CIRCUIT BREAKER BASIC FRAME, COMPACT NSX160F, 36kA AT 415VAC 160A 3P (C16F3) + 3P3D TM160D TRIP UNIT (C163TM160) | SCHNEIDER ELECTRIC | C16F3 + C163TM160 | EA | 1 | 852.02 | 852.02 | CON 03 | Material | Consume
158 | CIRCUIT BREAKER COMPACT NSX250F 36kA AT 415VAC, TMD TRIP UNIT 200A, 50 DEG C 3P 3D | SCHNEIDER ELECTRIC | C25F3TM200C | EA | 1 | 464 | 464 | CON 03 | Material | Consume
159 | M8 LONG SPRING CHANNEL NUTS BZP 100EA/BX | DIRECT CHANNEL | CNL8 | BX | 2 | 11.1 | 22.2 | CON 03 | Material | Consume
160 | 2x2 HOLE RIGHT ANGLE 89x104MM (TYPE P1325) HOT DIP GALVANIZED | DIRECT CHANNEL | D013G5 | EA | 8 | 0.76 | 6.08 | CON 03 | Material | Consume
161 | EXTENSION CORD, MULTI-SOCKET | ELECTRICAL PRODUCTS | DD-4MSW | EA | 492 | 4.36 | 2145.12 | CON 03 | Material | Consume
162 | 3/8-INCH CARBIDE-TIPPED SDS-PLUS ROTARY HAMMER DRILL BIT FOR CONCRETE, PACK OF 6 | DRILL HULK | DHSDS41 | PK | 1 | 28 | 28 | CON 03 | Material | Consume
163 | 4.2 x 20 COUNTERSUNK DRILL SCREWS (PACK OF 100) | ORBIX | DS-CSK-4.2X20-100 | BX | 1 | 8.48 | 8.48 | CON 03 | Material | Consume
164 | SMALL ARBOR 14-30MM HOLESAW | ENGEX | GX-HS ARBR1 | EA | 2 | 8.6 | 17.2 | CON 03 | Material | Consume
165 | M8x35MM HEX HEAD SET SCREW 100EA/PK | DIRECT CHANNEL | HB835B | PK | 2 | 5.54 | 11.08 | CON 03 | Material | Consume
166 | BZP HEX SET SCREW M8x25MM (HEX825) + BZP HEX NUT M8 (HEXM8) | CSS | HEX825 + HEXM8 | BX | 1 | 11.38 | 11.38 | CON 03 | Material | Consume
167 | KNOCKOUT SEAL, GREY, 3/4" | ACF COMPONENT & FASTENER | HEY3998 | EA | 100 | 0.85 | 85 | CON 03 | Material | Consume
168 | UNDERGROUND HAZARD TAPE, YELLOW - "CAUTION" | PANDUIT | HTB3-C-M | EA | 1 | 25 | 25 | CON 03 | Material | Consume
169 | STEEL LOCKNUT, FOR RIGID & IMC, 1/2" | AMERICAN FITTINGS CORP. | LN50L | EA | 200 | 0.07 | 14 | CON 03 | Material | Consume
170 | STEEL LOCKNUT, FOR RIGID & IMC, 3/4" | AMERICAN FITTINGS CORP. | LN75L | EA | 100 | 0.09 | 9 | CON 03 | Material | Consume
171 | FIRE EXTINGUISHER PULL PINS | OPS | OPS00135 | EA | 900 | 0.02 | 18 | CON 03 | Material | Consume
172 | 40MM CW ARMOURED CABLE GLAND PACK | NIGLON | PACG40CW | EA | 1 | 18.63 | 18.63 | CON 03 | Material | Consume
173 | M8x25MM PENNY WASHER BZP 100EA/PK | DIRECT CHANNEL | PWM825 | PK | 2 | 2.42 | 4.84 | CON 03 | Material | Consume
174 | M8 SQUARE PLATE WASHER BZP 40x40x5MM 100EA/BX | DIRECT CHANNEL | SPW08-5B40 | BX | 2 | 13.61 | 27.22 | CON 03 | Material | Consume
175 | HSS MULTI-STEP DRILL 6-20MM | CK TOOLS | T30101 | EA | 2 | 35.76 | 71.52 | CON 03 | Material | Consume
176 | CATENARY WIRE KIT 30M COIL & FIXTURES | TAMCO | TCWK | EA | 1 | 64.09 | 64.09 | CON 03 | Material | Consume
177 | OUTLET PLUG ADAPTER, EURO TO US TYPE B | TMVEL | X000YIU6XF | EA | 986 | 1.3 | 1281.8 | CON 03 | Material | Consume
178 | HYDRAULIC CRIMPING TOOL, 10-400MM | ENGEX | 660020 | EA | 1 | 1133.72 | 1133.72 | CON 04 | Equipment | Return
179 | ELECTRIC ANGLE GRINDER, 110V 4-½" (115MM) | MAKITA | GA4530R | EA | 1 | 93.1 | 93.1 | CON 04 | Equipment | Return
180 | PROFESSIONAL COMBI LASER | BOSCH | GCL2-50G | BX | 1 | 375.53 | 375.53 | CON 04 | Equipment | Return
181 | HAND-OPERATED HYDRAULIC CRIMPING TOOL 6–300MM WITH 95MM DIES | KLAUKE | HK6022SETL | EA | 1 | 1841.1 | 1841.1 | CON 04 | Equipment | Return
182 | SYNCRO CRIMPING TOOL FOR DIN COMPRESSION CABLE LUGS & CONNECTORS 25-150MM | KLAUKE | K09 | EA | 1 | 799.5 | 799.5 | CON 04 | Equipment | Return
183 | CRIMPING TOOL FOR LUGS WITH INTERCHANGEABLE DIES, 6-150MM | KLAUKE | K354 | EA | 1 | 622.92 | 622.92 | CON 04 | Equipment | Return
184 | BLANKING PLATE, SET OF 10 x 5 MODULES (3PK/BOX) | SCHNEIDER ELECTRIC | 13940 | BX | 4 | 34.7 | 138.8 | CON 05 | Material | Consume
185 | MODULAR MINI ENCLOSURE, 1 x 6 MODULES, IP65 | SCHNEIDER ELECTRIC | 13977 | EA | 1 | 354.1 | 354.1 | CON 05 | Material | Consume
186 | CHOCBOX CONNECTOR BOX | SCHNEIDER ELECTRIC | 54936 | EA | 6 | 1.52 | 9.12 | CON 05 | Material | Consume
187 | SWITCH, 1-GANG 20A DP 250V | CRABTREE | 85073 | EA | 15 | 7.57 | 113.55 | CON 05 | Material | Consume
188 | ELECTRICAL PVC PIPE, 1/2IN x 3M | JOHN GUEST | 117407 | EA | 50 | 7.79 | 389.5 | CON 05 | Material | Consume
189 | RESIDUAL CURRENT CIRCUIT BREAKER (RCCB), 40A 30mA 4P A-TYPE AC-TYPE | EATON | 235410 | EA | 31 | 233.7 | 7244.7 | CON 05 | Material | Consume
190 | RESIDUAL CURRENT CIRCUIT BREAKER (RCCB), 40A 30mA 4P A-TYPE | EATON | 235439 | EA | 10 | 137.33 | 1373.3 | CON 05 | Material | Consume
191 | SMART PANEL LIGHT LED 34S/865 PSU W60L60 GM 40W 220-240V | PHILIPS | 911401836285 | EA | 45 | 45.2 | 2034 | CON 05 | Material | Consume
192 | PVC SWA CABLE CLEATS, 25.3 TO 27.7MM NO.11 100EA/PK | F4P | 0004-4146-PK | PK | 2 | 79.45 | 158.9 | CON 05 | Material | Consume
193 | SWITCH, 1-GANG 1 WAY 10A | MK | 13930-0001 | EA | 20 | 2.48 | 49.6 | CON 05 | Material | Consume
194 | GROMMET, PUSH IN RUBBER, 20MM | F4P | 20MMO | EA | 51 | 0.33 | 16.83 | CON 05 | Material | Consume
195 | BRASS FULL NUT, 4MM, 100EA/PK | OLYMPIC FIXINGS | 216-355-075 | PK | 20 | 4.31 | 86.2 | CON 05 | Material | Consume
196 | BRASS WASHERS, 4MM, 500EA/PK | OLYMPIC FIXINGS | 216-355-080 | PK | 19 | 12.4 | 235.6 | CON 05 | Material | Consume
197 | WIRE CONNECTOR, TWISTER, 18-6 AWG, GRAY, 50EA/BOX | IDEAL | 30-342 | BX | 100 | 19.77 | 1977 | CON 05 | Material | Consume
198 | WIRE CONNECTOR, WING-NUT, 18-10 AWG, YELLOW, 100EA/BOX | IDEAL | 30-451 | BX | 55 | 17 | 935 | CON 05 | Material | Consume
199 | WIRE CONNECTOR, WING-NUT, 18-8 AWG, RED, 100EA/BOX | IDEAL | 30-452 | BX | 80 | 21.44 | 1715.2 | CON 05 | Material | Consume
200 | TAPE, VINYL ELECTRICAL COLOR CODING, BLUE, 3/4" x 66' | 3M | 35 BLUE | RL | 70 | 4.7 | 329 | CON 05 | Material | Consume
201 | TAPE, VINYL ELECTRICAL COLOR CODING, BROWN, 3/4" x 66' | 3M | 35 BROWN | RL | 79 | 4.7 | 371.3 | CON 05 | Material | Consume
202 | TAPE, VINYL ELECTRICAL COLOR CODING, GRAY, 3/4" x 66' | 3M | 35 GRAY | RL | 86 | 4.7 | 404.2 | CON 05 | Material | Consume
203 | M4 BRASS FULL NUT SELF COLOUR, 100EA/PK | TOWER | 44N4 | BX | 16 | 21.37 | 341.92 | CON 05 | Material | Consume
204 | METAL BACK BOX CLIPS | BACK BOX REPAIR CLIP | 5 PACK | EA | 200 | 2.41 | 482 | CON 05 | Material | Consume
205 | ELECTRICAL SCREWS M3.5 x 50MM, 50EA/PK | EASY DRIVE | 8036H | PK | 28 | 16.37 | 458.36 | CON 05 | Material | Consume
206 | RCCB WITH OVERCURRENT PROTECTION (RCBO), 1P+Ns-C6A-30mA 230/240V TYPE A | SCHNEIDER ELECTRIC | A9D14806 | EA | 10 | 37.29 | 372.9 | CON 05 | Material | Consume
207 | RCCB WITH OVERCURRENT PROTECTION (RCBO), 1P+Ns-C45A-30mA 240V TYPE A | SCHNEIDER ELECTRIC | A9D14845 | EA | 16 | 29.97 | 479.52 | CON 05 | Material | Consume
208 | CIRCUIT BREAKER, MINIATURE, 25A 3P C, 400V | SCHNEIDER ELECTRIC | A9F44325 | EA | 16 | 19.24 | 307.84 | CON 05 | Material | Consume
209 | CIRCUIT BREAKER, MINIATURE, 16A 1P B, 240/415V | SCHNEIDER ELECTRIC | A9F53116 | EA | 109 | 20.2 | 2201.8 | CON 05 | Material | Consume
210 | CIRCUIT BREAKER, MINIATURE, 32A 1P C, 230/400V | SCHNEIDER ELECTRIC | A9F53132 | EA | 57 | 21.1 | 1202.7 | CON 05 | Material | Consume
211 | RESIDUAL CURRENT CIRCUIT BREAKER (RCCB), 4P-80A-30mA-AC 415V | SCHNEIDER ELECTRIC | A9R11480 | EA | 28 | 70.95 | 1986.6 | CON 05 | Material | Consume
212 | RESIDUAL CURRENT CIRCUIT BREAKER (RCCB), 100A 30mA 4P AC, 400V/415V | SCHNEIDER ELECTRIC | A9R11491 | EA | 17 | 68.77 | 1169.09 | CON 05 | Material | Consume
213 | RESIDUAL CURRENT CIRCUIT BREAKER (RCCB), 100A 30mA 4P TYPE A 400V/415V | SCHNEIDER ELECTRIC | A9R21491 | EA | 6 | 593.7 | 3562.2 | CON 05 | Material | Consume
214 | RESIDUAL CURRENT CIRCUIT BREAKER (RCCB), 40A 30mA 4P AC, 400V | SCHNEIDER ELECTRIC | A9R71440 | EA | 20 | 37.37 | 747.4 | CON 05 | Material | Consume
215 | RESIDUAL CURRENT CIRCUIT BREAKER (RCCB), 4P-63A-30mA-AC 415V | SCHNEIDER ELECTRIC | A9R71463 | EA | 9 | 39.89 | 359.01 | CON 05 | Material | Consume
216 | SWITCH DISCONNECTOR, ACTI9, 415V AC 125A 50/60Hz, 5kA, 4P | SCHNEIDER ELECTRIC | A9S66492 | EA | 2 | 42.83 | 85.66 | CON 05 | Material | Consume
217 | BRASS PINS M4 x 25MM, 100EA/PK | FINE LITE | CF-BPIN25 | PK | 38 | 9.1 | 345.8 | CON 05 | Material | Consume
218 | SWITCH, 1-GANG 2 WAY, 10AX, METAL | CLICK WIRING ACCESSORIES | CL011 | EA | 224 | 4.75 | 1064 | CON 05 | Material | Consume
219 | SWITCH, 2-GANG 2 WAY, 10AX, METAL | CLICK WIRING ACCESSORIES | CL012 | EA | 228 | 5.57 | 1269.96 | CON 05 | Material | Consume
220 | SWITCH SOCKET OUTLET, 13A 1-GANG DP, METAL | CLICK WIRING ACCESSORIES | CL035 | EA | 260 | 4.75 | 1235 | CON 05 | Material | Consume
221 | M4 TRUSS HEAD SCREWS ASSORTMENT KIT, STAINLESS, 150PC, ASSORTED SIZES 8-16MM | CSEAO | CS056 | PK | 4 | 11.97 | 47.88 | CON 05 | Material | Consume
222 | STAINLESS STEEL CABLE TIES, 14" | ELECTRIDUCT | CT-ED-SS-14-25 | EA | 100 | 0.98 | 98 | CON 05 | Material | Consume
223 | WATER PIPE GROUND CLAMP, 10-2 AWG, 1/2" - 1" | ERICO | CWP1JU | EA | 403 | 9.7 | 3909.1 | CON 05 | Material | Consume
224 | ELECTRICAL KNOCKOUT HOLE PLUGS, 1/2" | STIMPSON | D3683SZ200 | EA | 415 | 0.9 | 373.5 | CON 05 | Material | Consume
225 | ELECTRICAL KNOCKOUT HOLE PLUGS, 1" | STIMPSON | D3833SZ125 | EA | 232 | 1.1 | 255.2 | CON 05 | Material | Consume
226 | PVC FEMALE ADAPTORS WITH BUSH, 20MM, BLACK | DECODUCT | DFA2 | EA | 360 | 0.5 | 180 | CON 05 | Material | Consume
227 | PVC HEAVY GAUGE COUPLING, 20MM, BLACK | DECODUCT | DNC2 | EA | 1149 | 0.08 | 91.92 | CON 05 | Material | Consume
228 | GROUNDING KIT, HEAVY DUTY SAFETY SWITCH, 200A TYPE 82,000 | SCHNEIDER ELECTRIC | DT100SG | EA | 1 | 54 | 54 | CON 05 | Material | Consume
229 | RESIDUAL CURRENT CIRCUIT BREAKER (RCCB), 40A DP 30mA TYPE AC | EATON | EAM402H | EA | 30 | 174.45 | 5233.5 | CON 05 | Material | Consume
230 | DANGER 400 VOLTS, SAFETY LABELS, 50 x 25MM, 50EA/PK | ONLINE | EL1068 | PK | 42 | 4.46 | 187.32 | CON 05 | Material | Consume
231 | TWIN SOCKET, 13A 250V | WIRING EXCEL ACCESSORIES | EX132 | EA | 5 | 6.99 | 34.95 | CON 05 | Material | Consume
232 | TWIN SOCKET, 13A | WIRING EXCEL ACCESSORIES | EXW132 | EA | 7 | 6.99 | 48.93 | CON 05 | Material | Consume
233 | OVER CURRENT SWITCH, 40A 3P B | EATON | FAZ-B40/3 | EA | 10 | 63.29 | 632.9 | CON 05 | Material | Consume
234 | FENDER WASHERS ZINC PLATED, 3/8 x 1-1/4", 100EA/BOX | DOTTIE | FENW38114 | BX | 11 | 11.68 | 128.48 | CON 05 | Material | Consume
235 | PVC STRIP CONNECTOR, 12-WAY, 240V RATED, 30A | F4P | FFCC19 | PK | 708 | 2.3 | 1628.4 | CON 05 | Material | Consume
236 | M4 BRASS EARTH TERMINAL FOR METAL CONDUIT BOXES, 10EA/PK | BES | GALV0136 | PK | 20 | 36.86 | 737.2 | CON 05 | Material | Consume
237 | SURFACE ENCLOSURE,6-8 MODULES IP65 GRAY, 13W 400V, 170 x 170 x 98MM | GEROS | GR15072 | EA | 14 | 10.55 | 147.7 | CON 05 | Material | Consume
238 | FLEXIBLE POLYMER CABLE GLAND - MOUNTING HOLE 19 - FOR EXTERNAL CONDUITS MAX 16MM - GREY RAL 7035 | GEWISS | GW50428 | EA | 800 | 0.15 | 120 | CON 05 | Material | Consume
239 | LED CIRCULAR POLYCARBONATE FITTING, 15W IP65, WHITE 240V | HISPEC | HSLED15BH/WP | EA | 18 | 48.23 | 868.14 | CON 05 | Material | Consume
240 | 2 MODULE EURO FRAME 1G (K182WHI) + UK SOCKET 2 MODULE 1G 13A 250V (K5830SAWHI) | MK | K182WHI + K5830SAWHI | EA | 50 | 3 | 150 | CON 05 | Material | Consume
241 | SURFACE MOULDED BOX, 1-GANG 30MM | MK | K2140WHI | EA | 64 | 2.23 | 142.72 | CON 05 | Material | Consume
242 | PLATE SWITCH, 10A 2G SP 2 WAY | MK | K4872WHI | EA | 69 | 4.55 | 313.95 | CON 05 | Material | Consume
243 | M4x30MM PHILLIPS PAN HEAD MACHINE SCREWS, BRASS, METRIC, FULL THREAD, RIGHT HAND, 50EA/PK | HH FASTENER | M4x30MM PHILLIPS | PK | 8 | 19.16 | 153.28 | CON 05 | Material | Consume
244 | 100x50MM PVC CABLE TRUNKING C/W LID, 3M | FALCON TRUNKING | MCT100 | EA | 8 | 54.17 | 433.36 | CON 05 | Material | Consume
245 | TWIN SOCKET, 13A 2GANG UNSWITCHED | MK | MV781WHI | EA | 48 | 5.16 | 247.68 | CON 05 | Material | Consume
246 | SWITCH, 1-GANG 1 WAY, PVC | OMEGA | OM1LS1 | EA | 77 | 3.15 | 242.55 | CON 05 | Material | Consume
247 | ROD COUPLINGS ZINC PLATED, 1/4-20 x 7/8", 100EA/BOX | DOTTIE | RC1 | BX | 11 | 32.12 | 353.32 | CON 05 | Material | Consume
248 | RING TERMINAL CONNECTOR, #10, 12-10 AWG, 50EA/BT | THOMAS & BETTS | RC10-10 | BT | 276 | 119 | 32844 | CON 05 | Material | Consume
249 | PRESSURE TERMINAL CONNECTOR, FORK TERMINAL, #10, 12-10 AWG CU, YELLOW, 100EA/BT | THOMAS & BETTS | RC10-10F | BT | 230 | 118.83 | 27330.9 | CON 05 | Material | Consume
250 | TAPE, VINYL ELECTRICAL COLOR CODING, SUPER 33+ BLACK, 3/4" x 66' | 3M | SUPER 33+ | RL | 42 | 3.32 | 139.44 | CON 05 | Material | Consume
251 | TAPE, VINYL ELECTRICAL, TEMFLEX YELLOW/GREEN 3/4" x 30' x .005", 3M | 3M | TEMFLEX 1500 YELLOW/GREEN | RL | 58 | 0.34 | 19.72 | CON 05 | Material | Consume
252 | SCREW, MACHINE FLAT COUNTERSUNK SLOT, #6-32 x 1-1/2, 2FE13, 100EA/PK | FABORY | U24540.013.0150 | PK | 97 | 4.8 | 465.6 | CON 05 | Material | Consume
253 | SOCKET, RCD PROTECTED SINGLE SWITCHED | SCHNEIDER ELECTRIC | VT1108 | EA | 67 | 29.91 | 2003.97 | CON 05 | Material | Consume
254 | PVC SWA CABLE CLEATS, 25.3 TO 27.7MM NO.11 50EA/PK | F4P | 0004-4146-50 | PK | 1 | 41.84 | 41.84 | CON 05 - 46 L2 GV | Material | Consume
255 | SWITCH DISCONNECTOR, ACTI9, 415V AC 125A 50/60Hz, 5kA, 4P | SCHNEIDER ELECTRIC | A9S66492 | EA | 4 | 42.83 | 171.32 | CON 05 - 46 L2 GV | Material | Consume
256 | PVC MALE ADAPTOR WITH LOCKRING, 20MM, WHITE | CENTAUR | CMA20W-BX | BX | 2 | 57.38 | 114.76 | CON 05 - 46 L2 GV | Material | Consume
257 | 32MM 2G SOCKET BOX RADIUS EDGE | FINELITE | PP2G35R | EA | 28 | 3.67 | 102.76 | CON 05 - 46 L2 GV | Material | Consume
258 | HEAVY DUTY DISTRIBUTION BOARD ACTI9 ISOBAR P B 125A 16 WAYS IP55 230/415V | SCHNEIDER ELECTRIC | SEA9BPW16HDGR | EA | 1 | 2388.47 | 2388.47 | CON 05 - 46 L2 GV | Material | Consume
259 | HEAVY DUTY DISTRIBUTION BOARD ACTI9 ISOBAR P B 3P 125A 6 WAYS IP55 230/400V | SCHNEIDER ELECTRIC | SEA9BPW6HDGK | EA | 1 | 1283.94 | 1283.94 | CON 05 - 46 L2 GV | Material | Consume
260 | EMT CONDUIT ONE HOLE STRAP, 3/4", HEAVY GAUGE, | EATON | 201 | EA | 200 | 0.11 | 22 | CON 06 | Material | Consume
261 | PLASTIC INSULATED BUSHING, THREADED, 2" | COOPER CROUSE-HINDS | 936 | EA | 200 | 0.58 | 116 | CON 06 | Material | Consume
262 | #6-9 x 1-5/8" PHILLIPS BUGLE HEAD #2 DRIVE SIZE COARSE THREAD GRAY PHOSPHATE SHARP POINT DRYWALL SCREW, 5000EA/BOX | FASTENAL | 32172 | BX | 1 | 200 | 200 | CON 06 | Material | Consume
263 | RESIDUAL CURRENT CIRCUIT BREAKER (RCCB), 80A 300mA 4P TYPE AC | EATON | 279209 | EA | 33 | 139.71 | 4610.43 | CON 06 | Material | Consume
264 | #8-15 x 3" PHILLIPS BUGLE HEAD #2 DRIVE SIZE FINE THREAD GRAY PHOSPHATE SHARP POINT DRYWALL SCREW | FASTENAL | 1132163 | BX | 3 | 31 | 93 | CON 06 | Material | Consume
265 | EARTH TAG, 20MM | CMP | 20ET | EA | 4 | 0.59 | 2.36 | CON 06 | Material | Consume
266 | RECEPTACLE, SINGLE POLE, 20A 250V 2POLE 3WIRE | LEVITON | 5461-I | EA | 100 | 11.9 | 1190 | CON 06 | Material | Consume
267 | RESIDUAL CURRENT CIRCUIT BREAKER (RCCB), 16A 30mA 2P 230V TYPE A | SIEMENS | 5SV3311-6 | EA | 250 | 289.7 | 72425 | CON 06 | Material | Consume
268 | RESIDUAL CURRENT CIRCUIT BREAKER (RCCB), 25A 30mA 2P 230V TYPE A | SIEMENS | 5SV3312-6 | EA | 245 | 139.91 | 34277.95 | CON 06 | Material | Consume
269 | RESIDUAL CURRENT CIRCUIT BREAKER (RCCB), 40A 30mA 2P 230V TYPE A | SIEMENS | 5SV3314-6 | EA | 190 | 181.96 | 34572.4 | CON 06 | Material | Consume
270 | RESIDUAL CURRENT CIRCUIT BREAKER (RCCB), 63A 30mA 2P 230V TYPE A | SIEMENS | 5SV3316-6 | EA | 189 | 338.77 | 64027.53 | CON 06 | Material | Consume
271 | RESIDUAL CURRENT CIRCUIT BREAKER (RCCB), 40A 30mA 4P 400V TYPE A | SIEMENS | 5SV3344-6 | EA | 239 | 179.61 | 42926.79 | CON 06 | Material | Consume
272 | RESIDUAL CURRENT CIRCUIT BREAKER (RCCB), 63A 30mA 4P 400V TYPE A | SIEMENS | 5SV3346-6 | EA | 234 | 313.54 | 73368.36 | CON 06 | Material | Consume
273 | RESIDUAL CURRENT CIRCUIT BREAKER (RCCB), 80A 30mA 4P 400V TYPE A | SIEMENS | 5SV3347-6 | EA | 171 | 690.62 | 118096.02 | CON 06 | Material | Consume
274 | EMT COMPRESSION CONNECTOR, RAIN TIGHT, CONCRETE TIGHT, STEEL, 1/2" | EATON | 650RT | EA | 725 | 1.3 | 942.5 | CON 06 | Material | Consume
275 | EMT COMPRESSION CONNECTOR FOR THINWALL CONDUIT, STEEL, 1/2" | EATON | 650S | EA | 1000 | 0.31 | 310 | CON 06 | Material | Consume
276 | EMT COMPRESSION CONNECTOR, RAIN TIGHT, CONCRETE TIGHT, STEEL, 3/4" | EATON | 651RT | EA | 1300 | 1.65 | 2145 | CON 06 | Material | Consume
277 | EMT COMPRESSION COUPLING, RAIN TIGHT, CONCRETE TIGHT, STEEL, 1/2" | EATON | 660RT | EA | 690 | 1.4 | 966 | CON 06 | Material | Consume
278 | EMT COMPRESSION COUPLING, RAIN TIGHT, CONCRETE TIGHT, STEEL, 3/4" | EATON | 661RT | EA | 1275 | 2.1 | 2677.5 | CON 06 | Material | Consume
279 | RCCB WITH OVERCURRENT PROTECTION (RCBO), 1P+Ns-B25A-30mA 240V TYPE A | SCHNEIDER ELECTRIC | A9D31825 | EA | 3 | 99.88 | 299.64 | CON 06 | Material | Consume
280 | RCCB WITH OVERCURRENT PROTECTION (RCBO), 1P+Ns-B32A-30mA 240V TYPE A | SCHNEIDER ELECTRIC | A9D31832 | EA | 1 | 85.34 | 85.34 | CON 06 | Material | Consume
281 | CIRCUIT BREAKER, MINIATURE, 40A 1P C | SCHNEIDER ELECTRIC | A9F54140 | EA | 5 | 20.76 | 103.8 | CON 06 | Material | Consume
282 | CIRCUIT BREAKER, MINIATURE, 40A 1P B, 230/400V | SCHNEIDER ELECTRIC | A9F78140 | EA | 58 | 15.27 | 885.66 | CON 06 | Material | Consume
283 | CIRCUIT BREAKER, MINIATURE, 20A 1P B, 230/400V | SCHNEIDER ELECTRIC | A9F79116 | EA | 9 | 19.2 | 172.8 | CON 06 | Material | Consume
284 | CIRCUIT BREAKER, MINIATURE, 25A 1P C, 230/400V | SCHNEIDER ELECTRIC | A9F79125 | EA | 138 | 20.21 | 2788.98 | CON 06 | Material | Consume
285 | CIRCUIT BREAKER, MINIATURE, 40A 1P C, 400V | SCHNEIDER ELECTRIC | A9F79140 | EA | 114 | 23.09 | 2632.26 | CON 06 | Material | Consume
286 | CIRCUIT BREAKER,MINIATURE, 20A 2P C | SCHNEIDER ELECTRIC | A9F79220 | EA | 178 | 38.36 | 6828.08 | CON 06 | Material | Consume
287 | CIRCUIT BREAKER, MINIATURE, 25A 2P C, 400V | SCHNEIDER ELECTRIC | A9F79225 | EA | 246 | 38.36 | 9436.56 | CON 06 | Material | Consume
288 | CIRCUIT BREAKER, MINIATURE, 40A 2P C, 400V | SCHNEIDER ELECTRIC | A9F79240 | EA | 107 | 43.83 | 4689.81 | CON 06 | Material | Consume
289 | CIRCUIT BREAKER, MINIATURE, 50A 2P C | SCHNEIDER ELECTRIC | A9F79250 | EA | 141 | 54.91 | 7742.31 | CON 06 | Material | Consume
290 | CIRCUIT BREAKER, MINIATURE, 63A 2P C, 400V | SCHNEIDER ELECTRIC | A9F79263 | EA | 62 | 57.64 | 3573.68 | CON 06 | Material | Consume
291 | CIRCUIT BREAKER, MINIATURE, 10A 3P C, 400V | SCHNEIDER ELECTRIC | A9F79310 | EA | 204 | 71.38 | 14561.52 | CON 06 | Material | Consume
292 | CIRCUIT BREAKER, MINIATURE, 16A 3P C, 400V | SCHNEIDER ELECTRIC | A9F79316 | EA | 78 | 71.38 | 5567.64 | CON 06 | Material | Consume
293 | CIRCUIT BREAKER, MINIATURE, 20A 3P C, 400V | SCHNEIDER ELECTRIC | A9F79320 | EA | 81 | 75.01 | 6075.81 | CON 06 | Material | Consume
294 | CIRCUIT BREAKER, MINIATURE, 25A 3P C, 400V | SCHNEIDER ELECTRIC | A9F79325 | EA | 42 | 75.01 | 3150.42 | CON 06 | Material | Consume
295 | CIRCUIT BREAKER, MINIATURE, 40A 3P C | SCHNEIDER ELECTRIC | A9F79340 | EA | 77 | 85.64 | 6594.28 | CON 06 | Material | Consume
296 | CIRCUIT BREAKER, MINIATURE, 50A 3P C, 400V | SCHNEIDER ELECTRIC | A9F79350 | EA | 97 | 107.4 | 10417.8 | CON 06 | Material | Consume
297 | SWITCH DISCONNECTOR, 100A 2P, 415A | SCHNEIDER ELECTRIC | A9S65291 | EA | 41 | 38.51 | 1578.91 | CON 06 | Material | Consume
298 | SWITCH DISCONNECTOR, 63A 3P, 415A | SCHNEIDER ELECTRIC | A9S65363 | EA | 41 | 38.51 | 1578.91 | CON 06 | Material | Consume
299 | SWITCH, ACTI 9, 63A 4P 415V | SCHNEIDER ELECTRIC | A9S65463 | EA | 54 | 41.68 | 2250.72 | CON 06 | Material | Consume
300 | SWITCH DISCONNECTOR, ACTI 9 iSW, 100A 4P, 415V | SCHNEIDER ELECTRIC | A9S65491 | EA | 24 | 141.96 | 3407.04 | CON 06 | Material | Consume
301 | BATTERY CHARGER, 18V LI-ION, 120V | BOSCH | BC1880 | EA | 15 | 60.5 | 907.5 | CON 06 | Material | Consume
302 | PLASTIC INSULATED BUSHING, THREADED, 1-1/4" | THOMAS & BETTS | BU504 | EA | 100 | 0.22 | 22 | CON 06 | Material | Consume
303 | 2-1/2" ALUMINUM CORD CONNECTORS STRAIGHT LIQUID TIGHT STRAIN RELIEF CORD CONNECTOR, CABLE RANGE 2.250-2.500 | APPLETON | CG-225250 | EA | 10 | 89.78 | 897.8 | CON 06 | Material | Consume
304 | CABLE TIE, 6", 18LB UV NYLON, 100EA/PK | BURNDY | CT18125C0 | PK | 3 | 8 | 24 | CON 06 | Material | Consume
305 | SDS PLUS BITS SET, ROCK CARBIDE TIP, 5PC | DEWALT | DW5470 | BX | 4 | 28.52 | 114.08 | CON 06 | Material | Consume
306 | TYPE LB CONDUIT BODY, 1/2", NON-METALLIC | THOMAS & BETTS | E986D | EA | 150 | 2.36 | 354 | CON 06 | Material | Consume
307 | 1" x 18" FLAT CHISEL SDS-MAX HAMMER STEEL | BOSCH | HS1912 | EA | 1 | 15.99 | 15.99 | CON 06 | Material | Consume
308 | 4-1/2" x 17" CLAY SPADE SDS-MAX HAMMER STEEL | BOSCH | HS1922 | EA | 1 | 60.28 | 60.28 | CON 06 | Material | Consume
309 | 8x3/4" IND HEX WASHER 1/4 HEAD, SELF-DRILLING SCREW, STEEL ZINC, 100EA/BT | METALLICS | JTEKD2 | PK | 4 | 10 | 40 | CON 06 | Material | Consume
310 | FLAT WASHER, 1/4", STEEL ZINC | METALLICS | JWW80 | BT | 8 | 4 | 32 | CON 06 | Material | Consume
311 | SWITCH, 10A 2G SP 1 WAY IP66 | MK | K56402GRY | EA | 1 | 22.07 | 22.07 | CON 06 | Material | Consume
312 | CABLE TIE, 11.3", UV NYLON, 500EA/PK | THOMAS & BETTS | L-11-40-0-D | PK | 1 | 110 | 110 | CON 06 | Material | Consume
313 | ALUMINUM LB THREADED CONDUIT BODY WITH COVER AND GASKET, 1/2” | EATON | LB15-CGN | EA | 267 | 8.1 | 2162.7 | CON 06 | Material | Consume
314 | ALUMINUM LB THREADED CONDUIT BODY WITH COVER AND GASKET, 3/4” | EATON | LB25-CGN | EA | 302 | 10.9 | 3291.8 | CON 06 | Material | Consume
315 | 1/2" COMPRESSION CONNECTOR FOR EMT CONDUIT, ZINC PLATED STEEL CONCRETE TIGHT | THOMAS & BETTS | TC111A | EA | 1000 | 0.31 | 310 | CON 06 | Material | Consume
316 | 100x100MM INTERNAL FABRICATED BEND 90 DEGREE WHITE | MARSHALL TUFFLEX | TIAS100WH | EA | 8 | 48.89 | 391.12 | CON 06 | Material | Consume
317 | 4" SQUARE SURFACE COVER, TWO DUPLEX RECEPTACLE, STEEL, RAISED 1/2" | EATON | TP510 | EA | 200 | 2.94 | 588 | CON 06 | Material | Consume
318 | 4" SQUARE SURFACE COVER, 20A SINGLE RECEPTACLE, STEEL, RAISED 1/2", 1-13/32" | EATON | TP514 | EA | 100 | 1.9 | 190 | CON 06 | Material | Consume
319 | EMT CONDUIT STRAP, 1-HOLE, SNAP ON, ZINC PLATED STEEL 1/2" | THOMAS & BETTS | TS101 | EA | 1200 | 0.09 | 108 | CON 06 | Material | Consume
320 | #12 x 3/4" HARDENED STEEL SELF DRILLING SCREWS, HEX WASHER HEAD TYPE | FABORY | U31810.021.0075 | PK | 15 | 10 | 150 | CON 06 | Material | Consume
321 | PLASTIC-IN-USE WEATHERPROOF COVER, 1 GANG, SINGLE VERTICAL/HORIZONTAL, 2.75" CLEAR | INTERMATIC | WP3100C | EA | 50 | 6.79 | 339.5 | CON 06 | Material | Consume
322 | TAPE, HEAVY DUTY DUCT, 48MM x 54.8M | 3M | 3939 | RL | 35 | 27.69 | 969.15 | CON 07 | Material | Consume
323 | 2P COMB BUSBAR 2x48 POLES | SCHNEIDER ELECTRIC | 14892 | EA | 100 | 59.32 | 5932 | CON 07 | Material | Consume
324 | RESIDUAL CURRENT CIRCUIT BREAKER (RCCB), 4P-63A-30mA-AC 415V | SCHNEIDER ELECTRIC | 16258 | EA | 8 | 630 | 5040 | CON 07 | Material | Consume
325 | RESIDUAL CURRENT CIRCUIT BREAKER (RCCB), 4P 63A 30mA TYPE AC | SCHNEIDER ELECTRIC | 23047 | EA | 17 | 990.97 | 16846.49 | CON 07 | Material | Consume
326 | CIRCUIT BREAKER, MINIATURE, 20A 1P C | SCHNEIDER ELECTRIC | 24404 | EA | 2 | 65.72 | 131.44 | CON 07 | Material | Consume
327 | C60 MINIATURE SUPPLEMENTARY PROTECTOR, 1P C 13A 277V | SCHNEIDER ELECTRIC | 24433 | EA | 12 | 84.8 | 1017.6 | CON 07 | Material | Consume
328 | RCCB WITH OVERCURRENT PROTECTION (RCBO), 1P+N-6A-30mA-AC 240V | SCHNEIDER ELECTRIC | 26857 | EA | 4 | 115.5 | 462 | CON 07 | Material | Consume
329 | FENDER WASHER, 3/8 x 1.25IN, 25EA/PK | FASTENAL | 33219 | PK | 137 | 0.19 | 26.03 | CON 07 | Material | Consume
330 | SCREW, CONICAL ANCHOR KIT, #10 x 1" | GREENLEE | 84012 | BX | 15 | 9.15 | 137.25 | CON 07 | Material | Consume
331 | RESIDUAL CURRENT CIRCUIT BREAKER (RCCB), 80A 30mA 4P AC TYPE | EATON | 235418 | EA | 143 | 193.47 | 27666.21 | CON 07 | Material | Consume
332 | CIRCUIT BREAKER, MINIATURE, 25A 2P C, 10kA | EATON | 242407 | EA | 9 | 44.23 | 398.07 | CON 07 | Material | Consume
333 | TL-D ECO 32W/865 SLV/25 1200MM | PHILIPS | 871150026464040 | EA | 16 | 38.48 | 615.68 | CON 07 | Material | Consume
334 | HACKSAW BLADE, BI-METAL, 12" x 24 TPI | STANLEY | 15-631 | EA | 60 | 5.25 | 315 | CON 07 | Material | Consume
335 | CABLE CLIPS, WHITE, 5-7MM, 100EA/BOX | SCHNEIDER ELECTRIC | 2202000A | EA | 285 | 8.44 | 2405.4 | CON 07 | Material | Consume
336 | CABLE CLIPS, BLACK, 5-7MM, 100EA/BOX | SCHNEIDER ELECTRIC | 2202005A | EA | 240 | 9.05 | 2172 | CON 07 | Material | Consume
337 | CABLE CLIPS, BLACK, 7-10MM, 100EA/BOX | SCHNEIDER ELECTRIC | 220300A | EA | 110 | 11.44 | 1258.4 | CON 07 | Material | Consume
338 | RCCB WITH OVERCURRENT PROTECTION (RCBO), 1P+N-6A-30mA-AC 240V TYPE AC | SCHNEIDER ELECTRIC | 26857BK | EA | 1 | 37.29 | 37.29 | CON 07 | Material | Consume
339 | RCCB WITH OVERCURRENT PROTECTION (RCBO), 1P+N-32A-30mA-AC 240V | SCHNEIDER ELECTRIC | 26861BK | EA | 65 | 21.8 | 1417 | CON 07 | Material | Consume
340 | RCCB WITH OVERCURRENT PROTECTION (RCBO), 1P+N-45A-30mA-AC 240V | SCHNEIDER ELECTRIC | 26863BK | EA | 4 | 42.49 | 169.96 | CON 07 | Material | Consume
341 | OUTLET BOX, 1/2", 2-GANG, 3-OUTLETS, 1 IN EACH END, 1 IN BACK | THOMAS & BETTS | 2IH3-1 | EA | 295 | 19.91 | 5873.45 | CON 07 | Material | Consume
342 | OUTLET BOX, 1/2", 2-GANG, 5-OUTLETS, 2 IN EACH END, 1 IN BACK WITH ACCESSORIES | THOMAS & BETTS | 2IH5-1 | EA | 318 | 24.66 | 7841.88 | CON 07 | Material | Consume
343 | OUTLET BOX, 3/4", 2-GANG, 5-OUTLETS, 2 IN EACH END, 1 IN BACK WITH ACCESSORIES | THOMAS & BETTS | 2IH5-2 | EA | 397 | 27.62 | 10965.14 | CON 07 | Material | Consume
344 | OUTLET BOX, 1/2", 2-GANG, 7-OUTLETS, 2 SIDE HOLES | THOMAS & BETTS | 2IH7S2-1 | EA | 358 | 4.06 | 1453.48 | CON 07 | Material | Consume
345 | OUTLET BOX, 3/4", 2-GANG, 7-OUTLETS, 2 HOLES IN EACH END, 1 EACH SIDE | THOMAS & BETTS | 2IH7S2-2 | EA | 400 | 34.87 | 13948 | CON 07 | Material | Consume
346 | POWER STRIP, WITH GFCI PLUG, 6-OUTLETS, RUGGED METAL CASE, 9FT | TRIPP-LITE | 2KGF1 | EA | 28 | 96.98 | 2715.44 | CON 07 | Material | Consume
347 | THROUGH BOX, WHITE, 25MM | FALCON TRUNKING | 2S/25 | EA | 36 | 10.76 | 387.36 | CON 07 | Material | Consume
348 | WIRE CONNECTOR, WIRE-NUT, 20-16 AWG, ORANGE, 100EA/BOX | IDEAL | 30-073 | BX | 176 | 11.36 | 1999.36 | CON 07 | Material | Consume
349 | SCREW, GROUNDING, COMBINATION, 100EA/BT | IDEAL | 30-3594 | BT | 28 | 19 | 532 | CON 07 | Material | Consume
350 | WIRE CONNECTOR, WING-NUT, 6-14 AWG, BLUE, 25EA/BOX | IDEAL | 30-454 | BX | 1172 | 15.22 | 17837.84 | CON 07 | Material | Consume
351 | WIRE CONNECTOR, WINGED TWISTER, 22-8 AWG, TAN, 500E/PK | IDEAL | 30-641 | PK | 30 | 16.45 | 493.5 | CON 07 | Material | Consume
352 | TAPE, VINYL ELECTRICAL COLOR CODING, GREEN, 3/4" x 66' | 3M | 35 GREEN | RL | 241 | 5.83 | 1405.03 | CON 07 | Material | Consume
353 | TAPE, VINYL ELECTRICAL COLOR CODING, ORANGE, 3/4" x 66' | 3M | 35 ORANGE | RL | 200 | 3.98 | 796 | CON 07 | Material | Consume
354 | TAPE, VINYL ELECTRICAL COLOR CODING, RED, 3/4" x 66' | 3M | 35 RED | RL | 195 | 12.68 | 2472.6 | CON 07 | Material | Consume
355 | TAPE, VINYL ELECTRICAL COLOR CODING, WHITE, 3/4" x 66' | 3M | 35 WHITE | RL | 185 | 14.31 | 2647.35 | CON 07 | Material | Consume
356 | TAPE, VINYL ELECTRICAL COLOR CODING, YELLOW, 3/4" x 66' | 3M | 35 YELLOW | RL | 246 | 5.83 | 1434.18 | CON 07 | Material | Consume
357 | CIRCUIT BREAKER, MINIATURE, 32A 2P C, 400V | SCHNEIDER ELECTRIC | A9F89232 | EA | 184 | 46.64 | 8581.76 | CON 07 | Material | Consume
358 | CIRCUIT BREAKER, MINIATURE, 32A 3P C, 400V | SCHNEIDER ELECTRIC | A9F89332 | EA | 43 | 98.74 | 4245.82 | CON 07 | Material | Consume
359 | RESIDUAL CURRENT CIRCUIT BREAKER (RCCB), 25A 30mA 2P AC TYPE | SCHNEIDER ELECTRIC | A9R71225 | EA | 23 | 145.15 | 3338.45 | CON 07 | Material | Consume
360 | RESIDUAL CURRENT CIRCUIT BREAKER (RCCB), 25A 300mA 2P AC TYPE | SCHNEIDER ELECTRIC | A9R74225 | EA | 33 | 145.15 | 4789.95 | CON 07 | Material | Consume
361 | SWITCH DISCONNECTOR, 63A 2P 415A | SCHNEIDER ELECTRIC | A9S65263 | EA | 35 | 31.96 | 1118.6 | CON 07 | Material | Consume
362 | POWER SUPPLY CORD 3x1.5MM | JIANGMEN GOMENTECH | AO37262 | EA | 215 | 6.7 | 1440.5 | CON 07 | Material | Consume
363 | M4 BRASS WASHERS, 100EA/PK | ROBSON PRODUCTS | B7562 | PK | 40 | 8.71 | 348.4 | CON 07 | Material | Consume
364 | M4 BRASS FULL NUTS, 100EA/PK | ROBSON PRODUCTS | B8016 | PK | 48 | 7.6 | 364.8 | CON 07 | Material | Consume
365 | RESIDUAL CURRENT CIRCUIT BREAKER (RCCB), 100A 30mA 4P AC | HAGER | CD484U | EA | 125 | 39.6 | 4950 | CON 07 | Material | Consume
366 | CIRCUIT BREAKER, 20A 1P, 120V | EATON | CHB120GF | EA | 32 | 427.4 | 13676.8 | CON 07 | Material | Consume
367 | CIRCUIT BREAKER, 20A 1P, 120/240V | EATON | CHF120 | EA | 115 | 2.64 | 303.6 | CON 07 | Material | Consume
368 | CIRCUIT BREAKER, 30A 1P, 120/240V | EATON | CHF130 | EA | 125 | 2.64 | 330 | CON 07 | Material | Consume
369 | CIRCUIT BREAKER, 20A 2P, 120/240V | EATON | CHF220 | EA | 125 | 5.64 | 705 | CON 07 | Material | Consume
370 | CIRCUIT BREAKER, 30A 2P, 120/240V | EATON | CHF230 | EA | 125 | 5.64 | 705 | CON 07 | Material | Consume
371 | CIRCUIT BREAKER, 40A 2P, 120/240V | EATON | CHF240 | EA | 125 | 5.64 | 705 | CON 07 | Material | Consume
372 | CIRCUIT BREAKER, 50A 2P, 120/240V | EATON | CHF250 | EA | 125 | 5.64 | 705 | CON 07 | Material | Consume
373 | CIRCUIT BREAKER, 60A 2P, 120/240V | EATON | CHF260 | EA | 124 | 6.85 | 849.4 | CON 07 | Material | Consume
374 | 1-GANG DUPLEX RECEPTACLE COVER, STAY OPEN LID, HORIZONTAL DEVICE MOUNT, SILVER | THOMAS & BETTS | DCCDSO | EA | 500 | 17.9 | 8950 | CON 07 | Material | Consume
375 | 20MM PVC FLEXIBLE CONDUIT, 50M BLACK | DECODUCT | DPL2 | RL | 6 | 14.1 | 84.6 | CON 07 | Material | Consume
376 | RESIDUAL CURRENT CIRCUIT BREAKER (RCCB), 100A 4P 30mA TYPE AC | EATON | EAM1004H | EA | 2 | 199.94 | 399.88 | CON 07 | Material | Consume
377 | RESIDUAL CURRENT CIRCUIT BREAKER (RCCB), 80A 4P 30mA TYPE AC | EATON | EAM804H | EA | 6 | 182.23 | 1093.38 | CON 07 | Material | Consume
378 | CIRCUIT BREAKER, MINIATURE, 20A 10kA | EATON | EMCH220 | EA | 2 | 60.2 | 120.4 | CON 07 | Material | Consume
379 | CIRCUIT BREAKER, MINIATURE, 25A 10kA | EATON | EMCH225 | EA | 3 | 57.29 | 171.87 | CON 07 | Material | Consume
380 | CIRCUIT BREAKER, MINIATURE, 32A 10kA | EATON | EMCH232 | EA | 3 | 55.35 | 166.05 | CON 07 | Material | Consume
381 | CIRCUIT BREAKER, MINIATURE, 16A 10kA | EATON | EMCH316 | EA | 2 | 75.79 | 151.58 | CON 07 | Material | Consume
382 | SWITCH, 1-GANG 20A 250V | WIRING EXCEL ACCESSORIES | EXWDP20 | EA | 7 | 9.97 | 69.79 | CON 07 | Material | Consume
383 | RCCB WITH OVERCURRENT PROTECTION (RCBO), 1P+Ns B20 30mA-A 230V TYPE A | SCHNEIDER ELECTRIC | EZ9D16820 | EA | 19 | 27.09 | 514.71 | CON 07 | Material | Consume
384 | PLATE SWITCH, EXCLUSIVE, 10AX 1-GANG 2 WAY | SCHNEIDER ELECTRIC | GMC1012 | EA | 327 | 14.43 | 4718.61 | CON 07 | Material | Consume
385 | SURFACE METALCLAD CONTROL SWITCH, GREY, 20AX DP | SCHNEIDER ELECTRIC | GMC20S | EA | 998 | 6.97 | 6956.06 | CON 07 | Material | Consume
386 | EXCLUSIVE SURFACE METALCLAD INTERMEDIATE PLATE SWITCH, GREY, 1-GANG | SCHNEIDER ELECTRIC | GMCINT | EA | 492 | 9.17 | 4511.64 | CON 07 | Material | Consume
387 | PVC COMPRESSION GLAND, M40x1.5 IP68 10EA/PK | GEWISS | GW52047 | PK | 1 | 8.03 | 8.03 | CON 07 | Material | Consume
388 | ROTARY ISOLATOR SWITCH, 40A 4P IP66/67/69 | GEWISS | GW70415P | EA | 34 | 23.5 | 799 | CON 07 | Material | Consume
389 | RESIDUAL CURRENT CIRCUIT BREAKER (RCCB), 25A 2P 230V TYPE AC | GEWISS | GW94617 | EA | 8 | 78.02 | 624.16 | CON 07 | Material | Consume
390 | SCREW, HEX CAP, 3/8-16 x 1-3/4IN GR 8, 600EA/BOX | NUCOR FASTENER | H23CS8X138 | BX | 7 | 600 | 4200 | CON 07 | Material | Consume
391 | SCREW, HEX CAP, 3/8-16 x 1-3/4IN, 100EA/BOX | MGREEN CO | H2CS38X134 | BX | 59 | 100 | 5900 | CON 07 | Material | Consume
392 | PLUG, INSULGIP, HOSPITAL GRADE, 20A 2P, 125V, 3 WIRE GROUNDING | HUBBELL | HBL8315C | EA | 400 | 7.03 | 2812 | CON 07 | Material | Consume
393 | 10A 2 GANG 2 WAY WEATHERPROOF SWITCH IP55 | SCHNEIDER ELECTRIC | LWP1622 | EA | 6 | 9.81 | 58.86 | CON 07 | Material | Consume
394 | CIRCUIT BREAKER, MINIATURE, 40A 4P B 277V MULTI 9 C60SP | SCHNEIDER ELECTRIC | M9F21440 | EA | 18 | 158.15 | 2846.7 | CON 07 | Material | Consume
395 | BACKLIT LED PANEL 30W 600x600MM 4000K 220-240V | OVIA | OV74301CWB | EA | 43 | 31.33 | 1347.19 | CON 07 | Material | Consume
396 | BACKLIT LED PANEL 30W 595x595MM 220-240V | OVIA | OV75301CWB | EA | 20 | 79.65 | 1593 | CON 07 | Material | Consume
397 | JUNIOR HACKSAW, 150MM STEEL BLADE | BAHCO | 239 | EA | 1 | 8.19 | 8.19 | CON 07 - SHARURAH | Material | Consume
398 | REPLACEMENT HSS PILOT DRILL, 102MM | CK | 424042 | EA | 2 | 8.41 | 16.82 | CON 07 - SHARURAH | Material | Consume
399 | QUICK HITCH ARBOR FOR 14-30MM HOLE SAW WITH HSS PILOT DRILL | STARRETT | A1 | EA | 1 | 12.75 | 12.75 | CON 07 - SHARURAH | Material | Consume
400 | 10A WALL MOUNTED ELECTRONIC PHOTOCELL KIT IP65 | FUSION | DL4061 | EA | 1 | 14.25 | 14.25 | CON 07 - SHARURAH | Material | Consume
401 | 16MM 1 CORE GREEN/YELLOW CABLE | DUCAB | 1CX16MM-G/Y | MTR | 100 | 1.95 | 195 | CON 08 | Material | Consume
402 | CABLE, BUTYL HEAT RESISTANT, BLACK SHEATH, 3-CORE 1.5MM, 50M | DUCAB | 3C X 1.5MM | RL | 5 | 63.48 | 317.4 | CON 08 | Material | Consume
403 | 10MM 4 CORE CU/XLPE/SWA/PVC ARMOURED CABLE | DUCAB | 4CX10MM | MTR | 20 | 6.36 | 127.2 | CON 08 | Material | Consume
404 | 120MM 4 CORE CU/XLPE/SWA/PVC ARMOURED CABLE | DUCAB | 4CX120MM | MTR | 6 | 65.68 | 394.08 | CON 08 | Material | Consume
405 | 25MM 4 CORE CU/XLPE/SWA/LSZH ARMOURED CABLE | DUCAB | 4CX25MM | MTR | 13 | 16.95 | 220.35 | CON 08 | Material | Consume
406 | SINGLE CABLE, 4MM, BLACK, 100M | ELAND CABLES | A2XBK0040-100 | RL | 211 | 35.44 | 7477.84 | CON 08 | Material | Consume
407 | SINGLE CABLE, 4MM, GREY, 100M | ELAND CABLES | A2XGR0040-100 | RL | 199 | 35.44 | 7052.56 | CON 08 | Material | Consume
408 | SINGLE CABLE, 4MM, GREEN YELLOW, 100M | ELAND CABLES | A2XGY0040-100 | RL | 43 | 35.44 | 1523.92 | CON 08 | Material | Consume
409 | SINGLE CABLE, 6MM, BLUE, 100M | ELAND CABLES | A2XBL0060-100 | RL | 125 | 56.3 | 7037.5 | CON 09 | Material | Consume
410 | SINGLE CABLE, 6MM, BROWN, 100M | ELAND CABLES | A2XBR0060-100 | RL | 274 | 56.3 | 15426.2 | CON 09 | Material | Consume
411 | SINGLE CABLE, 6MM, GREY, 100M | ELAND CABLES | A2XGR0060-100 | RL | 185 | 56.3 | 10415.5 | CON 09 | Material | Consume
412 | SINGLE CABLE, 6MM, GREEN YELLOW, 100M | ELAND CABLES | A2XGY0060-100 | RL | 151 | 56.3 | 8501.3 | CON 09 | Material | Consume
413 | EXTENSION CORD, 16 GAUGE 13A 1625W, 25FT | POWER FIRST | 3EA98C | EA | 22 | 12.01 | 264.22 | CON 10 | Material | Consume
414 | GROMMET, PUSH IN RUBBER, 10EA/PK | ACCURATE PRODUCTS INC. | 3MRL5 | PK | 186 | 8.8 | 1636.8 | CON 10 | Material | Consume
415 | SCREW, SLOTTED PAN HEAD BRASS M/C, 4 x 10MM, 100EA/PK | TOWER | 44S4010 | PK | 4 | 12.99 | 51.96 | CON 10 | Material | Consume
416 | SAW BLADE, 18 TPI, 6" | MILWAUKEE | 48-00-5184 | PK | 180 | 7.86 | 1414.8 | CON 10 | Material | Consume
417 | SAW BLADE, 18 TPI, 12" | MILWAUKEE | 48-00-5189 | PK | 195 | 12.02 | 2343.9 | CON 10 | Material | Consume
418 | SAW BLADE, 14 TPI, 12" | MILWAUKEE | 48-00-5794 | PK | 165 | 28.25 | 4661.25 | CON 10 | Material | Consume
419 | SAW METAL BLADE, SAWZALL BLADE, 9" | MILWAUKEE | 48-01-6187 | EA | 920 | 99.99 | 91990.8 | CON 10 | Material | Consume
420 | METALCLAD TWIN LATCHING, 2G 13A | CONTACTUM | 4900M | EA | 2 | 86.41 | 172.82 | CON 10 | Material | Consume
421 | RCD SOCKET, 1-GANG LATCHING DP METAL CLAD, 13A | CONTACTUM | 4902M | EA | 250 | 23 | 5750 | CON 10 | Material | Consume
422 | BRASS FULL NUT, 4MM, 100EA/BOX | NORSLO | 4N | BX | 1 | 12.11 | 12.11 | CON 10 | Material | Consume
423 | BEAM CLAMPS, GALVANIZED MALLEABLE IRON, 1/4"-20 | THOMAS & BETTS | 500-SC | EA | 43 | 2.07 | 89.01 | CON 10 | Material | Consume
424 | TERMINAL STRIP, 12 CIRCUIT, 22-6 AWG, 60A 600V | IDEAL | 89-512 | EA | 399 | 65.47 | 26122.53 | CON 10 | Material | Consume
425 | ROTARY ISOLATOR SWITCH, 63A 3P | GEWISS | GW70437 | EA | 732 | 25.24 | 18475.68 | CON 10 | Material | Consume
426 | SOCKET 1-GANG UNSWITCHED IP66, WHITE, 13A | MK | K56480WHI | EA | 163 | 5.6 | 912.8 | CON 10 | Material | Consume
427 | COMMANDO PLUG, BLUE, 16A 250V | MK | K9001BLU | EA | 629 | 12.7 | 7988.3 | CON 10 | Material | Consume
428 | COMMANDO PLUG, RED IP44, 16A 415V | MK | K9015RED | EA | 750 | 10.27 | 7702.5 | CON 10 | Material | Consume
429 | COMMANDO PLUG, RED, 32A 415V | MK | K9045RED | EA | 742 | 12.7 | 9423.4 | CON 10 | Material | Consume
430 | COMMANDO SOCKET, BLUE, 16A 250V | MK | K9201BLU | EA | 620 | 12.7 | 7874 | CON 10 | Material | Consume
431 | COMMANDO SOCKET, BLUE, 32A 250V | MK | K9233BLU | EA | 748 | 14 | 10472 | CON 10 | Material | Consume
432 | UNIVERSAL ADAPTER, TL11 | DAIYO | TL11 | EA | 241 | 1.97 | 474.77 | CON 10 | Material | Consume
433 | EMT CONDUIT, 1/2" x 10FT | WHEATLAND | WHENE2514 | EA | 280 | 6.5 | 1820 | CON 11 | Material | Consume
434 | SINGLE CABLE, 16MM, BLUE, 50M | ELAND CABLES | A2XBL016-50 | RL | 45 | 137.43 | 6184.35 | CON 12 | Material | Consume
435 | BUTYL HEAT RESISTANT CABLE, 3-CORE 1MM, BLACK SHEATH, 50M | ELAND CABLES | A5G03010-50 | RL | 57 | 48.6 | 2770.2 | CON 12 | Material | Consume
436 | CABLE, 4MM 3-CORE, BLACK, 50M, H07RN-F | ELAND CABLES | A5G03040-50 | RL | 8 | 17.72 | 141.76 | CON 13 | Material | Consume
437 | ROTARY ISOLATOR SWITCH, 16A 3P | GEWISS | GW70432 | EA | 535 | 15.08 | 8067.8 | CON 17 | Material | Consume
438 | ROTARY ISOLATOR SWITCH, 16A 4P | GEWISS | GW70433 | EA | 652 | 15.08 | 9832.16 | CON 17 | Material | Consume
439 | ROTARY ISOLATOR SWITCH, 32A 2P | GEWISS | GW70434 | EA | 573 | 23.39 | 13402.47 | CON 17 | Material | Consume
440 | ROTARY ISOLATOR SWITCH, 32A 3P | GEWISS | GW70435 | EA | 455 | 26.28 | 11957.4 | CON 17 | Material | Consume
441 | ROTARY ISOLATOR SWITCH, 32A 4P | GEWISS | GW70436 | EA | 115 | 23.39 | 2689.85 | CON 17 | Material | Consume
442 | MAXI TRUNKING, 50MMx50MM x 3M, PVC WHITE | CENTAUR | CMXT 22W | EA | 4 | 9.58 | 38.32 | CON 18 | Material | Consume
443 | MAXI TRUNKING, 75MMx50MM x 3M, PVC WHITE | CENTAUR | CMXT 32W | EA | 80 | 11.14 | 891.2 | CON 18 | Material | Consume
444 | SINGLE CABLE, 10MM, BLUE, 100M, H07V-R (6491X) | ELAND CABLES | A2XBL010-100 | RL | 263 | 71.42 | 18783.46 | CON 20 | Material | Consume
445 | SINGLE CABLE, 10MM, GREEN YELLOW, 100M | ELAND CABLES | A2XGY010-100 | RL | 134 | 71.42 | 9570.28 | CON 20 | Material | Consume
446 | SINGLE CABLE, 10MM, BROWN, 100M | ELAND CABLES | A2XBR010-100 | RL | 252 | 71.42 | 17997.84 | CON 21 | Material | Consume
447 | PVC HEAT RESISTANT CABLE, WHITE SHEATH, 3-CORE 0.75MM, 100M | ELAND CABLES | A5Y030075HRWH | RL | 12 | 40.09 | 481.08 | CON 21 | Material | Consume
448 | PVC HEAT RESISTANT CABLE, WHITE, 4-CORE 0.75MM, 100M | ELAND CABLES | A5Y040075HRWH | RL | 34 | 72.69 | 2471.46 | CON 21 | Material | Consume
449 | 100x50MM PVC CABLE TRUNKING C/W LID, 3M | FALCON TRUNKING | MCT100 | EA | 75 | 54.17 | 4062.75 | CON 21 | Material | Consume
450 | 41MMx41MMx2.5MM SLOTTED CHANNEL STRUT 3M | TAMLEX | TS41S-3 | EA | 8 | 19.46 | 155.68 | CON 21 | Material | Consume
451 | MODULAR ENCLOSURE, KAEDRA, 2 x 12 MODULES, 1+1 TERMINAL BLOCK IP65 | SCHNEIDER ELECTRIC | 13983 | EA | 2 | 522.38 | 1044.76 | CON 22 | Material | Consume
452 | PZ DOUBLE-COUNTERSUNK SELF-TAPPING SCREWS 5MM x100MM (PACK OF 100) | GOLDSCREW | 26305 | BX | 1 | 11.47 | 11.47 | CON 22 | Material | Consume
453 | RAWLBOLTS M6 x 70MM (PACK OF 5) | RAWPLUG | 60234 | PK | 10 | 10.21 | 102.1 | CON 22 | Material | Consume
454 | HSS BI-METAL HOLE SAW, 51MM (2IN) | CK TOOLS | 424016 | EA | 1 | 35.35 | 35.35 | CON 22 | Material | Consume
455 | BLUE THROUGH CRIMP LUGS FOR 2.5MM CABLES (PACK OF 100) | ENGEX | 612019 | PK | 3 | 9.43 | 28.29 | CON 22 | Material | Consume
456 | COPPER LUGS 10MM HOLE FOR 16MM CABLE | ENGEX | 630605 | EA | 10 | 0.45 | 4.5 | CON 22 | Material | Consume
457 | PVC ADAPTABLE BOX, COMBI 308/5, BLACK, IP66/67, 85x85x51MM | WISKA | 10060580 | EA | 110 | 5.62 | 618.2 | CON 22 | Material | Consume
458 | PVC ADAPTABLE BOX, COMBI 308/5, BLACK, IP66/67, 85x85x51MM | WISKA | 10060580 | EA | 6 | 5.62 | 33.72 | CON 22 | Material | Consume
459 | 12x150x210MM HAMMER DRILL BIT SDS PLUS 3" | BOSCH | 2608831033 | EA | 2 | 9.33 | 18.66 | CON 22 | Material | Consume
460 | PVC SWA CABLE CLEATS, 22.7 TO 25.4MM NO.10 100EA/PK | F4P | 0004-4143-PK | PK | 1 | 26.66 | 26.66 | CON 22 | Material | Consume
461 | PVC SWA CABLE CLEATS, 25.3 TO 27.7MM NO.11 100EA/PK | F4P | 0004-4146-PK | PK | 2 | 79.45 | 158.9 | CON 22 | Material | Consume
462 | PVC SWA CABLE CLEATS, 45.6 TO 50.8MM NO.20 | F4P | 0004-4161 | EA | 20 | 0.58 | 11.6 | CON 22 | Material | Consume
463 | M8 x 25 ROOFING NUTS & BOLTS (PACK OF 100) | OLYMPIC FIXINGS | 085-185-020 | BX | 1 | 21.46 | 21.46 | CON 22 | Material | Consume
464 | WASHER, M10 REPAIR MUDGUARD, ZINC PLATED | OLYMPIC FIXINGS | 085-195-020 | BX | 1 | 6.48 | 6.48 | CON 22 | Material | Consume
465 | M10 PLAIN CHANNEL NUT BZP | OLYMPIC FIXINGS | 085-196-215 | BX | 3 | 42.1 | 126.3 | CON 22 | Material | Consume
466 | M10 x 30MM HIGH TENS HEXAGON HEAD SET SCREW BZP | OLYMPIC FIXINGS | 088-183-030 | BX | 1 | 21.93 | 21.93 | CON 22 | Material | Consume
467 | COPPER TUBE TERMINAL 120-10MM | SWA | 120-10TQ | EA | 12 | 3.41 | 40.92 | CON 22 | Material | Consume
468 | 35MM 1 CORE BLACK CABLE | RR KABEL | 1CX35MM-BLK | MTR | 5 | 5.43 | 27.15 | CON 22 | Material | Consume
469 | 35MM 1 CORE BLUE CABLE | RR KABEL | 1CX35MM-BLU | MTR | 5 | 5.43 | 27.15 | CON 22 | Material | Consume
470 | 35MM 1 CORE GREEN/YELLOW CABLE | RR KABEL | 1CX35MM-GR/YL | MTR | 5 | 5.43 | 27.15 | CON 22 | Material | Consume
471 | UNINSULATED REDUCING PIN 35MM | SWA | 35UP | EA | 12 | 3.1 | 37.2 | CON 22 | Material | Consume
472 | CABLE, BUTYL HEAT RESISTANT, BLACK SHEATH, 3-CORE 1.5MM, 50M | DUCAB | 3C X 1.5MM | RL | 1 | 63.48 | 63.48 | CON 22 | Material | Consume
473 | BUTT SPLICE YELLOW 4-6MM CABLE | SWA | 6BSL-EA | EA | 300 | 0.13 | 39 | CON 22 | Material | Consume
474 | CABLE TIE, 610MM x 9MM BLACK 100EA/PK | RS PRO | 811-1672 | PK | 2 | 37.34 | 74.68 | CON 22 | Material | Consume
475 | COBRA XL WATER PUMP PLIER 400MM | KNIPEX | 8701400SB | EA | 2 | 89.53 | 179.06 | CON 22 | Material | Consume
476 | CARBON STEEL ANCHOR BOLT M8 x 65MM 8MM FIXING HOLE | RS PRO | 908-6952 | EA | 20 | 0.76 | 15.2 | CON 22 | Material | Consume
477 | CABLE CUTTER, 3 STAGE DRIVE RATCHET | KNIPEX | 95 32 320 | EA | 1 | 469.16 | 469.16 | CON 22 | Equipment | Return
478 | LOCKING ARBOR WITH HSS PILOT DRILL DIA 38-210MM | STARRETT | A17-38 | EA | 1 | 26.9 | 26.9 | CON 22 | Material | Consume
479 | TRI-RATED SINGLE CORE 35MM PVC CABLE, BROWN | ELAND CABLES | A2TBR035L | MTR | 5 | 5.43 | 27.15 | CON 22 | Material | Consume
480 | TRI-RATED SINGLE CORE 35MM PVC CABLE, GREY | ELAND CABLES | A2TGR035 | MTR | 5 | 5.43 | 27.15 | CON 22 | Material | Consume
481 | RCCB WITH OVERCURRENT PROTECTION (RCBO), 1P+Ns-C16A-30mA 240V TYPE A | SCHNEIDER ELECTRIC | A9D11816 | EA | 4 | 84.79 | 339.16 | CON 22 | Material | Consume
482 | RCCB WITH OVERCURRENT PROTECTION (RCBO), 1P+Ns-B25A-30mA 240V TYPE A | SCHNEIDER ELECTRIC | A9D31825 | EA | 1 | 99.88 | 99.88 | CON 22 | Material | Consume
483 | CIRCUIT BREAKER, MINIATURE, 63A 1P C 10KA | SCHNEIDER ELECTRIC | A9F54163 | EA | 9 | 6.59 | 59.31 | CON 22 | Material | Consume
484 | CIRCUIT BREAKER, MINIATURE, 100A 3P, 375V DC 440V AC TYPE C | SCHNEIDER ELECTRIC | A9N18469 | EA | 1 | 227.06 | 227.06 | CON 22 | Material | Consume
485 | SWITCH DISCONNECTOR, ACTI9, 415V AC 125A 50/60Hz, 5kA, 4P | SCHNEIDER ELECTRIC | A9S66492 | EA | 2 | 42.83 | 85.66 | CON 22 | Material | Consume
486 | SWITCH DISCONNECTOR, ACTI9, 415V AC 125A 50/60Hz, 5kA, 4P | SCHNEIDER ELECTRIC | A9S66492 | EA | 2 | 42.83 | 85.66 | CON 22 | Material | Consume
487 | SWITCH DISCONNECTOR, ACTI9, 415V AC 125A 50/60Hz, 5kA, 4P | SCHNEIDER ELECTRIC | A9S66492 | EA | 3 | 42.83 | 128.49 | CON 22 | Material | Consume
488 | COMB BUSBAR, ACTI 9, 100A 1P 24MOD | SCHNEIDER ELECTRIC | A9XPH124 | EA | 7 | 24.36 | 170.52 | CON 22 | Material | Consume
489 | COMB BUSBAR, ACTI 9, 100A 3P 24MOD | SCHNEIDER ELECTRIC | A9XPH324 | EA | 10 | 93.3 | 933 | CON 22 | Material | Consume
490 | LEVER WIRE CONNECTORS, WIRE CONNECTOR ASSORTMENT PACK COMPACT SPLICING CONNECTOR, 75PC | HTCELLE | B07NPGV7G2 | BX | 2 | 11.82 | 23.64 | CON 22 | Material | Consume
491 | FEMALE BRASS BUSH, 63MM | FINE LITE | CF-FBUSH63 | EA | 4 | 13.8 | 55.2 | CON 22 | Material | Consume
492 | MALE BRASS BUSH, SHORT, 63MM | CCM SUPPLIES LTD | CFMBS63 | EA | 2 | 5.84 | 11.68 | CON 22 | Material | Consume
493 | 1 GANG BLANK PLATE WHITE | CLICK SCOLMORE | CMA060 | EA | 19 | 1.17 | 22.23 | CON 22 | Material | Consume
494 | M8 LONG SPRING CHANNEL NUTS BZP | DIRECT CHANNEL | CNL8-EA | EA | 25 | 0.21 | 5.25 | CON 22 | Material | Consume
495 | 18V XR BRUSHLESS RECIPROCATING SAW - SN NA007584 | DEWALT | DCS382 | EA | 1 | 398.98 | 398.98 | CON 22 | Equipment | Return
496 | GROUNDING KIT, HEAVY DUTY SAFETY SWITCH, 200A TYPE 82,000 | SCHNEIDER ELECTRIC | DT100SG | EA | 1 | 54 | 54 | CON 22 | Material | Consume
497 | GROUNDING KIT, HEAVY DUTY SAFETY SWITCH, 200A TYPE 82,000 | SCHNEIDER ELECTRIC | DT100SG | EA | 4 | 54 | 216 | CON 22 | Material | Consume
498 | FILTERLESS EXTRACT FAN | ENVIROVENT | EFHT2S-230V | EA | 21 | 188.48 | 3958.08 | CON 22 | Material | Consume
499 | ARBOR FOR 32-152MM HOLESAW | F4P | F4P32152AR | EA | 1 | 16.36 | 16.36 | CON 22 | Material | Consume
500 | SDS DRILL BIT 6 x 250 x 310MM | FAITHFULL | FAISDS6310 | EA | 1 | 10.7 | 10.7 | CON 22 | Material | Consume
501 | 4 HOLE FLAT TEE BRACKET | CSS LIMITED | FB121 | EA | 16 | 4.29 | 68.64 | CON 22 | Material | Consume
502 | BI-METAL HOLE SAW, FAST CUT, 68MM | STARRETT | FCH068M-G | EA | 3 | 22.18 | 66.54 | CON 22 | Material | Consume
503 | 48W 5FT IP65 4000K LED SENSOR NON-CORROSIVE FITTING | FUSION | FNCF5HO | EA | 18 | 60 | 1080 | CON 22 | Material | Consume
504 | 25CW PVC SWA GLAND PACK, OUTDOOR | ENGEX | HA25CW | EA | 1 | 19.55 | 19.55 | CON 22 | Material | Consume
505 | 25CW PVC SWA GLAND PACK, OUTDOOR | ENGEX | HA25CW | EA | 5 | 19.55 | 97.75 | CON 22 | Material | Consume
506 | 63CW PVC SWA GLAND PACK, OUTDOOR | ENGEX | HA63CW | EA | 2 | 35.03 | 70.06 | CON 22 | Material | Consume
507 | M8x25MM HEX SET SCREW BZP + M8 HEX NUT | CSS | HEX825 + TF047 | BX | 2 | 25.01 | 50.02 | CON 22 | Material | Consume
508 | LED CIRCULAR POLYCARBONATE FITTING, 15W IP65, WHITE 240V | HISPEC | HSLED15BH/WP | EA | 69 | 48.23 | 3327.87 | CON 22 | Material | Consume
509 | LED CIRCULAR POLYCARBONATE FITTING, 15W IP65, WHITE 240V | HISPEC | HSLED15BH/WP | EA | 1 | 48.23 | 48.23 | CON 22 | Material | Consume
510 | PLATE SWITCH, 10A 1G SP 2 WAY | MK | K4871WHI | EA | 7 | 3.23 | 22.61 | CON 22 | Material | Consume
511 | M20 x 1.5 COMPRESSION GLAND, GREY, 6-12MM, IP68, 10EA/PK | MCG INDUSTRIAL | M20G | PK | 2 | 8.26 | 16.52 | CON 22 | Material | Consume
512 | M20 x 1.5 COMPRESSION GLAND, WHITE, 6-12MM, IP68, 10EA/PK | MCG INDUSTRIAL | M20GW | PK | 4 | 1.25 | 5 | CON 22 | Material | Consume
513 | COMPRESSION GLAND WITH LOCK NUT, GREY, 32MM, IP68, 10EA/PK | MCG INDUSTRIAL | M32G | EA | 1 | 10.43 | 10.43 | CON 22 | Material | Consume
514 | COMPRESSION GLAND WITH LOCK NUT, GREY 50MM IP68 10EA/PK | MCG INDUSTRIAL | M50G | PK | 2 | 52.16 | 104.32 | CON 22 | Material | Consume
515 | BI-METAL MHS HOLESAW 2-1/2" 64MM | MORSE | MHS40 | EA | 1 | 42.02 | 42.02 | CON 22 | Material | Consume
516 | BI-METAL MHS HOLESAW 2-1/2" 64MM | MORSE | MHS40 | EA | 1 | 42.02 | 42.02 | CON 22 | Material | Consume
517 | 100 x 100MM PVC TRUNKING, 3M, WHITE | MARSHALL TUFFLEX | MTRS100WH | EA | 1 | 20.12 | 20.12 | CON 22 | Material | Consume
518 | FILLER PLATES | SCHNEIDER ELECTRIC | NFFP15 | EA | 70 | 7.55 | 528.5 | CON 22 | Material | Consume
519 | 4 INCH "NO RESIST" BACK DRAUGHT GRILLE, WHITE | TORNADO | NVT ESG4W | EA | 26 | 8.62 | 224.12 | CON 22 | Material | Consume
520 | MOUNTING ENCLOSURE ABS 400 x 600 x 187MM IP66/67 | ENSTO | OABP406018G | EA | 2 | 191.12 | 382.24 | CON 22 | Material | Consume
521 | 5.5 x 20MM HEAVY DUTY SELF DRILLING SCREW (PACK OF 200) | ORBIX | OBX-HD-5.5X20-200 | BX | 2 | 17.13 | 34.26 | CON 22 | Material | Consume
522 | 25MM CW ARMOURED CABLE GLAND PACK (PACK OF 2) | NIGLON | PACG25CW | PK | 4 | 10 | 40 | CON 22 | Material | Consume
523 | EQUIPMENT GROUNDING BAR KIT, 12 TERMINALS, QO LOAD CENTER ACCESSORY | SCHNEIDER ELECTRIC | PK12GTA | EA | 3 | 17 | 51 | CON 22 | Material | Consume
524 | MUDGUARD WASHER M8 x 25MM (PACK OF 100) | Q-CRIMP | QMG8-25 | EA | 100 | 0.06 | 6 | CON 22 | Material | Consume
525 | TWIN THREAD COUNTERSUNK POZI BZP 8x1.5", 200EA/BX | UNICRIMP | QWS8-15 | BX | 4 | 6.32 | 25.28 | CON 22 | Material | Consume
526 | ROOFING BOLTS AND NUTS, 6 x 16MM | CSS | RNB616 | BX | 2 | 15.4 | 30.8 | CON 22 | Material | Consume
527 | SDS HAMMER DRILLBIT, 8x160MM | ARMEG | S08.0X160 | EA | 1 | 4.83 | 4.83 | CON 22 | Material | Consume
528 | TYPE B MOD EXTENSION BOX 13 WAYS ACTI9 ISOBAR | SCHNEIDER ELECTRIC | SEA9BNEX034N | EA | 1 | 216.32 | 216.32 | CON 22 | Material | Consume
529 | TYPE B PON DISTRIBUTION BOARD, 3P+N 250A 18WAYS 230/415V ACTI9 ISOBAR P | SCHNEIDER ELECTRIC | SEA9BPN18 | EA | 1 | 765.54 | 765.54 | CON 22 | Material | Consume
530 | TYPE B PON DISTRIBUTION BOARD, 3P+N 250A 24WAYS 230/415V ACTI9 ISOBAR P | SCHNEIDER ELECTRIC | SEA9BPN24 | EA | 1 | 1120.9 | 1120.9 | CON 22 | Material | Consume
531 | HEAVY DUTY DISTRIBUTION BOARD STEEL DOOR, 3P 125A 6 WAYS ACTI9 ISOBAR IP55 | SCHNEIDER ELECTRIC | SEA9BPW6HDGR | EA | 2 | 1617.27 | 3234.54 | CON 22 | Material | Consume
532 | HEAVY DUTY DISTRIBUTION BOARD STEEL DOOR, 3P 125A 6 WAYS ACTI9 ISOBAR IP55 (SEA9BPW6HDGR) + SWITCH DISCONNECTOR, 3P+N 125A (SEA91253N) | SCHNEIDER ELECTRIC | SEA9BPW6HDGR + SEA91253N | EA | 3 | 1049.8 | 3149.4 | CON 22 | Material | Consume
533 | HEAVY DUTY DISTRIBUTION BOARD STEEL DOOR, 3P 125A 6 WAYS ACTI9 ISOBAR IP55 (SEA9BPW6HDGR) + SWITCH DISCONNECTOR, 3P+N 125A (SEA91253N) | SCHNEIDER ELECTRIC | SEA9BPW6HDGR + SEA91253N | EA | 3 | 1049.8 | 3149.4 | CON 22 | Material | Consume
534 | EARTH BAR 14 HOLES ACTI9 ISOBAR B | SCHNEIDER ELECTRIC | SEA9NEK1 | EA | 1 | 26.55 | 26.55 | CON 22 | Material | Consume
535 | NSX MCCB INCOMER, ACTI9 ISOBAR P, 250A, 4P WITH EXTENSION ENCLOSURE FOR B BOARD | SCHNEIDER ELECTRIC | SEA9PQCB2504 | EA | 1 | 1058 | 1058 | CON 22 | Material | Consume
536 | 100A TERMINAL BLOCK 1P | SCHNEIDER ELECTRIC | SEA9TB1001 | EA | 6 | 13.55 | 81.3 | CON 22 | Material | Consume
537 | M6 LONG SPRING CHANNEL NUT | TAMLEX | TN6LS | EA | 40 | 0.35 | 14 | CON 22 | Material | Consume
538 | K-TYPE 12 DIGIT CARRIER STRIPS, MARKER LENGTH 96MM | CABLECRAFT | 1131 | PK | 1 | 56.93 | 56.93 | CON 23 | Material | Consume
539 | MODULAR MINI ENCLOSURE, 4 MODULES, 2 TERMINAL BLOCKS, IP65 | SCHNEIDER ELECTRIC | 13441 | EA | 1 | 65.87 | 65.87 | CON 23 | Material | Consume
540 | NYLON WALLPLUG, 40MM LENGTH, 8MM HOLE DIAMETER | FISCHER | 50108 | BX | 3 | 4 | 12 | CON 23 | Material | Consume
541 | 6MM YELLOW RING CRIMP LUGS FOR 6MM CABLES | ENGEX | 613003 | EA | 200 | 0.15 | 30 | CON 23 | Material | Consume
542 | COPPER LUGS 10MM HOLE FOR 50MM CABLE | ENGEX | 630905 | EA | 6 | 2.7 | 16.2 | CON 23 | Material | Consume
543 | COPPER LUGS 10MM HOLE FOR 70MM CABLE | ENGEX | 631005 | EA | 6 | 1.66 | 9.96 | CON 23 | Material | Consume
544 | COPPER LUGS 10MM HOLE FOR 120MM CABLE | ENGEX | 631205 | EA | 12 | 2.5 | 30 | CON 23 | Material | Consume
545 | SCREW, COUNTERSUNK HEAD PZ, 4.5x50MM (2") | FISCHER | 670304 | BX | 3 | 4 | 12 | CON 23 | Material | Consume
546 | #8, THHN, STR CU SIM 500SP 600V BLACK | SOUTHWIRE | 20488312 | RL | 30 | 239.5 | 7185 | CON 23 | Material | Consume
547 | PVC SWA CABLE CLEATS, 25.3 TO 27.7MM NO.11 | F4P | 0004-4146 | EA | 20 | 0.39 | 7.8 | CON 23 | Material | Consume
548 | PVC SWA CABLE CLEATS, 12.6 TO 15.2MM NO.6 | F4P | 0004-4182 | EA | 100 | 0.15 | 15 | CON 23 | Material | Consume
549 | PVC SWA CABLE CLEATS, 15.1 TO 17.8MM NO.7 | F4P | 0004-4185 | EA | 70 | 0.06 | 4.2 | CON 23 | Material | Consume
550 | ROOFING BOLTS AND NUTS, M6 x 16MM | OLYMPIC FIXINGS | 085-180-020 | PK | 1 | 11.23 | 11.23 | CON 23 | Material | Consume
551 | WASHER, M10 REPAIR MUDGUARD, ZINC PLATED | OLYMPIC FIXINGS | 085-195-020 | BX | 1 | 6.48 | 6.48 | CON 23 | Material | Consume
552 | NUT, M10 HEXAGON BZP, 100EA/BX | OLYMPIC FIXINGS | 085-196-040 | BX | 1 | 2.5 | 2.5 | CON 23 | Material | Consume
553 | M6 x 16MM HEX SET SCREW BRASS | OLYPIC FIXINGS | 089-187-010 | EA | 30 | 0.32 | 9.6 | CON 23 | Material | Consume
554 | M6 BRASS HEXAGON NUTS | OLYMPIC FIXINGS | 089-188-005 | EA | 30 | 0.13 | 3.9 | CON 23 | Material | Consume
555 | M6 BRASS WASHERS | OLYMPIC FIXINGS | 089-189-005 | EA | 30 | 0.08 | 2.4 | CON 23 | Material | Consume
556 | 50MM PVC SINGLE CORE GREEN / YELLOW | FEDERAL CABLES | 1Cx50MM | MTR | 10 | 7.76 | 77.6 | CON 23 | Material | Consume
557 | 70MM PVC SINGLE CORE GREEN / YELLOW | FEDERAL CABLES | 1Cx70MM | MTR | 10 | 10.45 | 104.5 | CON 23 | Material | Consume
558 | EARTH TAG, 20MM | CMP | 20ET | EA | 34 | 0.59 | 20.06 | CON 23 | Material | Consume
559 | ROOFING BOLTS AND NUTS, M6 x 12MM | RS PRO | 277-604 | EA | 100 | 0.26 | 26 | CON 23 | Material | Consume
560 | DOME HEAD STOPPING PLUG, 20MM | HUBBELL HAWKE | 487/M20/NP | EA | 24 | 5.11 | 122.64 | CON 23 | Material | Consume
561 | BRASS CABLE GLAND M20 THREAD 8.4-14.3MM | HAWKE | 501/453/UNIV/A/M20 | EA | 30 | 20.07 | 602.1 | CON 23 | Material | Consume
562 | BRASS CABLE GLAND M20 THREAD 6.5-11.4MM | HAWKE | 501/453/UNIV/O/M20 | EA | 30 | 18.19 | 545.7 | CON 23 | Material | Consume
563 | BLACK NYLON CABLE GLAND, M25 THREAD, 13MM MIN, 18MM MAX, IP68 | RS PRO | 669-4676 | EA | 9 | 16.32 | 146.88 | CON 23 | Material | Consume
564 | RCCB WITH OVERCURRENT PROTECTION (RCBO), 2P-C10A-30mA 240V TYPE A | SCHNEIDER ELECTRIC | A9D11210 | EA | 1 | 171.05 | 171.05 | CON 23 | Material | Consume
565 | RCCB WITH OVERCURRENT PROTECTION (RCBO), 1P+Ns-B10A-30mA 240V TYPE A | SCHNEIDER ELECTRIC | A9D31810 | EA | 4 | 80.92 | 323.68 | CON 23 | Material | Consume
566 | RCCB WITH OVERCURRENT PROTECTION (RCBO), 1P+Ns-B16A-30mA 240V TYPE A | SCHNEIDER ELECTRIC | A9D31816 | EA | 2 | 165 | 330 | CON 23 | Material | Consume
567 | 2.5MM 3 CORE XLPE LSZH SWA LSZH 0.6/1kV | ELAND CABLES | A9SWA3025LSZH | MTR | 30 | 2.58 | 77.4 | CON 23 | Material | Consume
568 | 2.5MM 4 CORE XLPE LSZH SWA LSZH 0.6/1kV | ELAND CABLES | A9SWA4025LSZH | MTR | 180 | 2.61 | 469.8 | CON 23 | Material | Consume
569 | 1.5-2.5MM BLUE 18MM PVC INSULATED BLADE TERMINALS, 50EA/PK | CABLECRAFT | CIB2-18 | PK | 3 | 5.36 | 16.08 | CON 23 | Material | Consume
570 | 4-6MM YELLOW M5 PVC INSULATED PRE-INSULATED RING TERMINALS, 50EA/PK | CABLECRAFT | CIR3-5 | PK | 4 | 4.21 | 16.84 | CON 23 | Material | Consume
571 | 4-6MM YELLOW M6 PVC INSULATED PRE-INSULATED RING TERMINALS, 50EA/PK | CABLECRAFT | CIR3-6 | PK | 4 | 4.21 | 16.84 | CON 23 | Material | Consume
572 | PVC SWA CABLE CLEATS, 20.2 TO 22.8MM NO.9 | F4P | CLE-SIFX-NO09C-PVC | EA | 50 | 0.4 | 20 | CON 23 | Material | Consume
573 | TINNED CU CABLE LUGS, TUBULAR, 10-6 | SPEEDWELL | CLH106S | EA | 4 | 11.56 | 46.24 | CON 23 | Material | Consume
574 | TUBULAR CABLE LUG HEAVY DUTY, 6-6 100EA/PK | SPEEDWELL | CLH66S | PK | 20 | 9.12 | 182.4 | CON 23 | Material | Consume
575 | ANTI-CORROSIVE JOINTING COMPOUND | DURALAC | D219200602 | EA | 2 | 14.04 | 28.08 | CON 23 | Material | Consume
576 | 18V XR CORDLESS HEAT GUN, BODY ONLY | DEWALT | DCE530N | EA | 1 | 108.44 | 108.44 | CON 23 | Material | Consume
577 | BLUE BOXED HEAT SHRINK SLEEVING 9.5MM ID - 2:1 RATIO | CABLECRAFT | ESB9.5 BLUE | RL | 1 | 18.82 | 18.82 | CON 23 | Material | Consume
578 | BROWN BOXED HEAT SHRINK SLEEVING 9.5MM ID - 2:1 RATIO | CABLECRAFT | ESB9.5 BROWN | RL | 1 | 18.82 | 18.82 | CON 23 | Material | Consume
579 | GREEN/YELLOW BOXED HEAT SHRINK SLEEVING 9.5MM ID - 2:1 RATIO | CABLECRAFT | ESB9.5 GN YW | RL | 1 | 18.82 | 18.82 | CON 23 | Material | Consume
580 | LIGHT SWITCH 16A FOR ZONE 1/21 2P, 2 x M20 | EATON | GHG2732000R0003 | EA | 1 | 127.59 | 127.59 | CON 23 | Material | Consume
581 | 10MM 3 CORE LSOH SWA XLPE ARMOURED CABLE | UK CABLES | H6943XL10LSF | MTR | 115 | 6.08 | 699.2 | CON 23 | Material | Consume
582 | 4MM 3 CORE SWA/LSOH XLPE ARMOURED CABLE | UK CABLES | H6943XL4.0LSF | MTR | 260 | 3.17 | 824.2 | CON 23 | Material | Consume
583 | 25MM 4 CORE SWA/LSOH XLPE ARMOURED CABLE | UK CABLES | H6944XL25LSF | MTR | 100 | 16.07 | 1607 | CON 23 | Material | Consume
584 | BRASS CABLE GLAND M20 THREAD 12.5-20.5MM | HAWKE | ICG/653/UNIV/A/M20 | EA | 4 | 71.04 | 284.16 | CON 23 | Material | Consume
585 | BRASS CABLE GLAND M20 THREAD 9.5-16MM | HAWKE | ICG/653/UNIV/O/M20 | EA | 4 | 54.06 | 216.24 | CON 23 | Material | Consume
586 | COUNTERSUNK HEAD ANKERBOLTS BZP, M8 10x60MM | JCP CONSTRUCTION PRODUCTS | JAB/10060CS | EA | 140 | 0.25 | 35 | CON 23 | Material | Consume
587 | SWITCH, 10A 2G SP 1 WAY IP66 | MK | K56402GRY | EA | 1 | 22.07 | 22.07 | CON 23 | Material | Consume
588 | MINUS SIGN, BLACK ON YELLOW K-TYPE CABLE MARKER ON REELS 4.2-7.0MM DIA | CABLECRAFT | K65 B/Y - | RL | 1 | 18.52 | 18.52 | CON 23 | Material | Consume
589 | NUMBER 0-9, BLACK ON YELLOW K-TYPE CABLE MARKER ON REELS 4.2-7.0MM DIA | CABLECRAFT | K65 B/Y 0 | RL | 1 | 185.26 | 185.26 | CON 23 | Material | Consume
590 | LETTER A, BLACK ON YELLOW K-TYPE CABLE MARKER ON REELS 4.2-7.0MM DIA | CABLECRAFT | K65 B/Y A | RL | 1 | 18.52 | 18.52 | CON 23 | Material | Consume
591 | BLANK, YELLOW K-TYPE CABLE MARKERS ON REELS 4.2-7.0MM DIA | CABLECRAFT | K65 B/Y BLANK | RL | 1 | 18.52 | 18.52 | CON 23 | Material | Consume
592 | LETTER C, BLACK ON YELLOW K-TYPE CABLE MARKER ON REELS 4.2-7.0MM DIA | CABLECRAFT | K65 B/Y C | RL | 1 | 18.52 | 18.52 | CON 23 | Material | Consume
593 | LETTER L, BLACK ON YELLOW K-TYPE CABLE MARKER ON REELS 4.2-7.0MM DIA | CABLECRAFT | K65 B/Y L | RL | 1 | 18.52 | 18.52 | CON 23 | Material | Consume
594 | LETTER N, BLACK ON YELLOW K-TYPE CABLE MARKER ON REELS 4.2-7.0MM DIA | CABLECRAFT | K65 B/Y N | RL | 1 | 18.52 | 18.52 | CON 23 | Material | Consume
595 | LETTER S, BLACK ON YELLOW K-TYPE CABLE MARKER ON REELS 4.2-7.0MM DIA | CABLECRAFT | K65 B/Y S | RL | 1 | 18.52 | 18.52 | CON 23 | Material | Consume
596 | LETTER W, BLACK ON YELLOW K-TYPE CABLE MARKER ON REELS 4.2-7.0MM DIA | CABLECRAFT | K65 B/Y W | RL | 1 | 18.52 | 18.52 | CON 23 | Material | Consume
597 | 32CW LSF SWA GLAND PACK OUTDOOR | NIGLON | LSF32CW | EA | 2 | 19.79 | 39.58 | CON 23 | Material | Consume
598 | M20 x 1.5 COMPRESSION GLAND, WHITE, 6-12MM, IP68, 10EA/PK | MCG INDUSTRIAL | M20GW | PK | 25 | 1.25 | 31.25 | CON 23 | Material | Consume
599 | M6x6MM BOLT, NUT & WASHER | OLYPIC FIXINGS | M6x6MM | EA | 100 | 0.1 | 10 | CON 23 | Material | Consume
600 | M20 NYLON WASHER | HAWKE | NYLONWASHER/M20 | EA | 34 | 0.41 | 13.94 | CON 23 | Material | Consume
601 | 1-CHANNEL, HOT DIP GALVANIZED, STEEL, CENTERED, OFFSET, U POST, SQUARE BASE, CHANNEL POST BASE, 3-1/2" POST, 6" x 6" PAD, 9/16" HOLE | UNISTRUT | P2072AHG | EA | 2 | 20.21 | 40.42 | CON 23 | Material | Consume
602 | 20MM CW ARMOURED CABLE GLAND PACK (PACK OF 2) | NIGLON | PACG20CW | PK | 22 | 6.55 | 144.1 | CON 23 | Material | Consume
603 | SDS HAMMER DRILLBIT, 8x160MM | ARMEG | S08.0X160 | EA | 1 | 4.83 | 4.83 | CON 23 | Material | Consume
604 | UNIVERSAL BOX, 2 GANG 32MM, SQUARE CORNER, WHITE | MARSHALL TUFFLEX | SB2SCWH | EA | 6 | 4.15 | 24.9 | CON 23 | Material | Consume
605 | SWITCH DISCONNECTOR, 3P+N 125A | SCHNEIDER ELECTRIC | SEA91253N | EA | 1 | 91.46 | 91.46 | CON 23 | Material | Consume
606 | HEAVY DUTY DISTRIBUTION BOARD STEEL DOOR, 3P 125A 6 WAYS ACTI9 ISOBAR IP55 | SCHNEIDER ELECTRIC | SEA9BPW6HDGR | EA | 1 | 1617.27 | 1617.27 | CON 23 | Material | Consume
607 | ROTARY ISOLATOR SWITCH, SURFACE MOUNTED, 20A 3P IP65 | MCG INDUSTRIAL | SMI20-3 | EA | 10 | 13.57 | 135.7 | CON 23 | Material | Consume
608 | LINEAR CEILING MOUNT KIT STAINLESS STEEL | RAYTEC | SPX-BKT-CM | PK | 11 | 44.68 | 491.48 | CON 23 | Material | Consume
609 | LINEAR 80 LED WHITE LIGHT ZONE 1 HAZARDOUS AREA | RAYTEC | SPX-WL84 | EA | 6 | 792.71 | 4756.26 | CON 23 | Material | Consume
610 | LINEAR 80 LED WHITE LIGHT ZONE 1 HAZARDOUS AREA, 2FT | RAYTEC | SPX-WL84-EMX25 | EA | 5 | 708.46 | 3542.3 | CON 23 | Material | Consume
611 | SERRATED WASHER, 20MM, 100EA/PK | NIGLON | SW20 | PK | 6 | 22.02 | 132.12 | CON 23 | Material | Consume
612 | PLUG, 13A 3 PIN FUSED, BLACK | VOLEX ACCESSORIES | VX1307BK | EA | 10 | 1.06 | 10.6 | CON 23 | Material | Consume
613 | 2x4 35W LED FLAT PANEL, 120-277V, PANELF3B035UNVD8SC724GWH, INDOOR | SYLVANIA | 61885 | EA | 300 | 96.67 | 29001 | CON 24 | Material | Consume
614 | FLUORESCENT VAPOR TIGHT FIXTURE, WRAPAROUND LIGHT, T8, 48 x 8-1/8" | LITHONIA LIGHTING | DMW 2 32 MVOLT GEB10IS WWGR | EA | 90 | 98.07 | 8826.3 | CON 24 | Material | Consume
615 | LED LINEAR TUBE, FLUORESCENT T8, 24W 2400LM, 4FT | LUCECO | LT8G4C22W24-01 | EA | 163 | 16.7 | 2722.1 | CON 24 | Material | Consume
616 | INDOOR FLUORESCENT FIXTURE, SQUARE-BASKET WRAPAROUND, 120-277V 32W 4-LAMPS, T8 | LITHONIA LIGHTING | SB232MV | EA | 17 | 40.94 | 695.98 | CON 24 | Material | Consume
617 | TWIN LED NON-CORROSIVE BATTEN 6000K, 50W 230V IP65, LENGTH 5FT | KNIGHTSBRIDGE | TRLED25D | EA | 1 | 70.9 | 70.9 | CON 24 | Material | Consume
618 | 45A DP 1 GANG SWITCH, WHITE | CRABTREE | 4016 | EA | 4 | 17.64 | 70.56 | CON 25 | Material | Consume
619 | 13A SWITCHED FUSED SPUR, WHITE | CRABTREE | 4827 | EA | 13 | 4.94 | 64.22 | CON 25 | Material | Consume
620 | TERMINAL BLOCK, 32 HOLES FOR ENCLOSURE 18 MODULES, BLUE | SCHNEIDER ELECTRIC | 13450 | PK | 6 | 11.1 | 66.6 | CON 25 | Material | Consume
621 | 16MM PVC TRI RATED GREEN / YELLOW CABLE 600/1000V | BATT CABLES | 38167 | RL | 1 | 229.77 | 229.77 | CON 25 | Material | Consume
622 | 6MM 5 CORE H07RN-F RUBBER FLEXIBLE CABLE | BATT CABLES | 55347 | MTR | 20 | 7.45 | 149 | CON 25 | Material | Consume
623 | 4MM 5 CORE H07RN-F RUBBER FLEXIBLE CABLE | BATT CABLES | 55513 | MTR | 30 | 5.5 | 165 | CON 25 | Material | Consume
624 | 6 WAY B TERMINAL BAR EARTH/NEUTRAL 20 HOLE 200A 183MM | SCHNEIDER ELECTRIC | 99217 | EA | 1 | 57.34 | 57.34 | CON 25 | Material | Consume
625 | HSS BI-METAL HOLE SAW, 32MM (1-1/4IN) | CK TOOLS | 424008 | EA | 1 | 24.13 | 24.13 | CON 25 | Material | Consume
626 | HSS BI-METAL HOLE SAW, 38MM (1-1/2IN) | CK TOOLS | 424010 | EA | 1 | 25.99 | 25.99 | CON 25 | Material | Consume
627 | HSS BI-METAL HOLE SAW, 51MM (2IN) | CK TOOLS | 424016 | EA | 1 | 35.35 | 35.35 | CON 25 | Material | Consume
628 | HSS BI-METAL HOLE SAW, 64MM (2-1/2IN) | CK TOOLS | 424020 | EA | 1 | 33.44 | 33.44 | CON 25 | Material | Consume
629 | QUICK RELEASE ARBOR WITH 11MM SHAFT FOR 32-152MM HOLE SAW | CK TOOLS | 424039 | EA | 1 | 40.05 | 40.05 | CON 25 | Material | Consume
630 | COPPER LUGS 10MM HOLE FOR 16MM CABLE | ENGEX | 630605 | EA | 30 | 0.45 | 13.5 | CON 25 | Material | Consume
631 | 16MM BOOTLACE FERRULES GREEN | ENGEX | 640008 | PK | 1 | 16.58 | 16.58 | CON 25 | Material | Consume
632 | TRADE TUB 500 RED WALL PLUGS & 8-1/2IN SCREWS | SCHNEIDER ELECTRIC | 1776015 | PK | 1 | 48.59 | 48.59 | CON 25 | Material | Consume
633 | CABLE GLAND POLYAMIDE, M25 RAL 7035 IP68 | WISKA | 10066413 | EA | 10 | 1.06 | 10.6 | CON 25 | Material | Consume
634 | COMPRESSION GLAND WITH LOCK NUT, GLP20 20MM IP68, WHITE 10EA/PK | WISKA | 10100611 | PK | 8 | 10.74 | 85.92 | CON 25 | Material | Consume
635 | COMPRESSION GLAND WITH LOCKNUT, GREY, 20MM, IP68, 10PC/PK | WISKA | 10100613 | PK | 20 | 4.17 | 83.4 | CON 25 | Material | Consume
636 | COMPRESSION GLAND WITH LOCK NUT ESKV20 GREY IP69 10EA/PK | WISKA | 10100824 | PK | 8 | 13.07 | 104.56 | CON 25 | Material | Consume
637 | JUNCTION BOX COMBI 1210 LG GREY IP66/67 160x140x82MM | WISKA | 10101459 | EA | 1 | 27.73 | 27.73 | CON 25 | Material | Consume
638 | JUNCTION BOX COMBI 1210/5 LG, 160MM X 140MM X 82MM IP66/67 | WISKA | 10101462 | EA | 5 | 26.28 | 131.4 | CON 25 | Material | Consume
639 | JUNCTION BOX COMBI 407, 95MM X 95MM X 60MM IP66/67 | WISKA | 10109674 | EA | 12 | 10.18 | 122.16 | CON 25 | Material | Consume
640 | JUNCTION BOX COMBI 607/221 GREY IP66/67 110x110x66MM RAL7035 | WISKA | 10110871 | EA | 5 | 16.09 | 80.45 | CON 25 | Material | Consume
641 | JUNCTION BOX COMBI 607/221 GREY IP66/67 110x110x66MM RAL9001 | WISKA | 10110873 | EA | 10 | 19.51 | 195.1 | CON 25 | Material | Consume
642 | JUNCTION BOX, 2.5MM 400V IP55, 75x75x37MM | ELECTRO TERMINAL | 88168304 | EA | 50 | 1.38 | 69 | CON 25 | Material | Consume
643 | LED BULB 9W E27 6500K 220-240V | PHILIPS | 9290022994 | EA | 6 | 18.11 | 108.66 | CON 25 | Material | Consume
644 | PVC SWA CABLE CLEATS, 25.3 TO 27.7MM NO.11 | F4P | 0004-4146 | EA | 20 | 0.39 | 7.8 | CON 25 | Material | Consume
645 | DISTRIBUTION BLOCK 13 WAY 100A 400V AC GREEN | LEGRAND | 004834 | EA | 5 | 22.48 | 112.4 | CON 25 | Material | Consume
646 | DISTRIBUTION BLOCK 13 WAY 100A 400V AC BLUE | LEGRAND | 004844 | EA | 5 | 22.48 | 112.4 | CON 25 | Material | Consume
647 | EARTH ROD PRO BIT CARBIDE TIP 5/8IN, 10EA/PK | LINIAN | 01LERPB | PK | 8 | 335.96 | 2687.68 | CON 25 | Material | Consume
648 | EARTH ROD PRO DRIVER SDS MAX 5/8IN | LINIAN | 01LERPM | EA | 2 | 63.38 | 126.76 | CON 25 | Material | Consume
649 | 6MM CONNECTION TERMINAL BLOCK, GREY | LEGRAND | 037162 | EA | 150 | 1.17 | 175.5 | CON 25 | Material | Consume
650 | END STOPS FOR DIN RAIL | LEGRAND | 037510 | EA | 30 | 1.38 | 41.4 | CON 25 | Material | Consume
651 | 16W PRO LED NON DIMMABLE OPAL GLS 4000K 220-240V | BELL LIGHTING | 05627 | EA | 3 | 8.5 | 25.5 | CON 25 | Material | Consume
652 | END PLATE AP 6 /V0 | WIELAND | 07.311.0255.0 | EA | 30 | 0.99 | 29.7 | CON 25 | Material | Consume
653 | M8 BRASS HEXAGON NUTS, 50EA/PK | OLYMPIC FIXINGS | 089-188-010 | PK | 2 | 38.75 | 77.5 | CON 25 | Material | Consume
654 | M8 BRASS FORM A FLAT WASHERS | OLYMPIC FIXINGS | 089-189-010 | EA | 100 | 0.1 | 10 | CON 25 | Material | Consume
655 | COPPER TUBE TERMINAL 16-6MM | SWA | 16-6TQ | EA | 20 | 0.71 | 14.2 | CON 25 | Material | Consume
656 | COPPER TUBE TERMINAL 16-8MM | SWA | 16-8TQ | EA | 20 | 0.49 | 9.8 | CON 25 | Material | Consume
657 | 20MM LONG MALE BRASS BUSH | GREENBROOK | 20MBBL | EA | 20 | 0.52 | 10.4 | CON 25 | Material | Consume
658 | COMPACT CABLE SPLICING CONNECTOR, 2 WAY 4MM, 100EA/BX | WAGO | 221-412 | BX | 14 | 29.91 | 418.74 | CON 25 | Material | Consume
659 | COMPACT CABLE SPLICING CONNECTOR, 3 WAY 4MM, 50EA/PK | WAGO | 221-413 | EA | 7 | 18.22 | 127.54 | CON 25 | Material | Consume
660 | COMPACT CABLE SPLICING CONNECTOR, 5 WAY 4MM, 25EA/PK | WAGO | 221-415 | EA | 4 | 15.26 | 61.04 | CON 25 | Material | Consume
661 | RED PLASTIC WALL PLUGS & CSK POZI 8x1-1/2IN SCREWS | OLYMPIC FIXINGS | 242-222-010 | PK | 1 | 29.42 | 29.42 | CON 25 | Material | Consume
662 | BROWN PLASTIC WALL PLUGS & CSK POZI 10x2IN SCREWS | OLYMPIC FIXINGS | 242-222-020 | PK | 3 | 34.55 | 103.65 | CON 25 | Material | Consume
663 | M25 LSF PVC SWA ARMOURED CABLE GLAND PACK | NIGLON | 25BW | PK | 1 | 21.42 | 21.42 | CON 25 | Material | Consume
664 | 25MM LONG MALE BRASS BUSH | GREENBROOK | 25MBBL | EA | 10 | 1.01 | 10.1 | CON 25 | Material | Consume
665 | PVC CONDUIT TERMINAL BOX, 20MM, WHITE | MARSHALL TUFFLEX | 2MRB2WH | EA | 60 | 1.22 | 73.2 | CON 25 | Material | Consume
666 | PVC CONDUIT ANGLE BOXES, 20MM, WHITE | MARSHALL TUFFLEX | 2MRB4WH | EA | 60 | 1.37 | 82.2 | CON 25 | Material | Consume
667 | PVC CONDUIT TEE BOX WHITE, 20MM, WHITE | MARSHALL TUFFLEX | 2MRB5WH | EA | 60 | 4.9 | 294 | CON 25 | Material | Consume
668 | M32 LSF PVC SWA ARMOURED CABLE GLAND PACK | NIGLON | 32BW | PK | 1 | 32.42 | 32.42 | CON 25 | Material | Consume
669 | SCREW, CSK SELF DRILLING 4.2x20MM (#8x3/4"), 1000EA/BX | PATTA | 4.2x20MM | BX | 4 | 74.51 | 298.04 | CON 25 | Material | Consume
670 | 13A DP 1 GANG SWITCHED SOCKET, WHITE | CRABTREE | 4304/D | EA | 3 | 2.68 | 8.04 | CON 25 | Material | Consume
671 | SWITCHED SOCKET 13A 2G 1P BRASS TERMINAL | CRABTREE | 4306/C | EA | 1 | 4.57 | 4.57 | CON 25 | Material | Consume
672 | BRASS HEX BOLT, M8 x 25MM | RS PRO | 483-2429 | EA | 25 | 3.15 | 78.75 | CON 25 | Material | Consume
673 | BRASS HEX NUT, M6 100EA/PK | RS PRO | 483-2520 | PK | 2 | 32.17 | 64.34 | CON 25 | Material | Consume
674 | M6x25MM PENNY WASHER BZP, 100EA/BX | AKEMAN | 625RWZX | BX | 4 | 29.87 | 119.48 | CON 25 | Material | Consume
675 | ALL POLYCARBONATE BULKHEAD BLACK, 60W 230V 50Hz IP65 | ANSELL LIGHTING | A100POLY | EA | 21 | 21.52 | 451.92 | CON 25 | Material | Consume
676 | COPPER TUBE CRIMP LUG 10MM M6 STUD | CEMBRE | A2-M6 | EA | 93 | 0.46 | 42.78 | CON 25 | Material | Consume
677 | RCCB WITH OVERCURRENT PROTECTION (RCBO), 3P 32A 30mA-C-A 230V TYPE A | SCHNEIDER ELECTRIC | A9D17332 | EA | 1 | 345.13 | 345.13 | CON 25 | Material | Consume
678 | RCCB WITH OVERCURRENT PROTECTION (RCBO), 1P+Ns-B16A-30mA 240V TYPE A | SCHNEIDER ELECTRIC | A9D31816 | EA | 39 | 165 | 6435 | CON 25 | Material | Consume
679 | CIRCUIT BREAKER, MINIATURE, 40A 3P B, 415V | SCHNEIDER ELECTRIC | A9F53340 | EA | 1 | 136.24 | 136.24 | CON 25 | Material | Consume
680 | CIRCUIT BREAKER, MINIATURE, 32A 4P B 415V | SCHNEIDER ELECTRIC | A9F53432 | EA | 16 | 308.95 | 4943.2 | CON 25 | Material | Consume
681 | CIRCUIT BREAKER, MINIATURE, 40A 4P B 415V | SCHNEIDER ELECTRIC | A9F53440 | EA | 4 | 310.5 | 1242 | CON 25 | Material | Consume
682 | CIRCUIT BREAKER, MINIATURE, 40A 4P C 415V | SCHNEIDER ELECTRIC | A9F54440 | EA | 3 | 228.22 | 684.66 | CON 25 | Material | Consume
683 | SWITCH DISCONNECTOR, ACTI9, 415V AC 125A 50/60Hz, 5kA, 4P | SCHNEIDER ELECTRIC | A9S66492 | EA | 11 | 42.83 | 471.13 | CON 25 | Material | Consume
684 | COMB BUSBAR, ACTI 9, 100A 3P 12MOD | SCHNEIDER ELECTRIC | A9XPH312 | EA | 11 | 108.21 | 1190.31 | CON 25 | Material | Consume
685 | COMB BUSBAR, ACTI 9, 100A 3P 24MOD | SCHNEIDER ELECTRIC | A9XPH324 | EA | 3 | 93.3 | 279.9 | CON 25 | Material | Consume
686 | ANTI-VANDAL BULKHEAD FLASHGUARD BLACK PRISMATIC PIR 100W IP65 | ASD LIGHTING | AB/BP100P | EA | 2 | 12.94 | 25.88 | CON 25 | Material | Consume
687 | ANTI-VANDAL BULKHEAD BLACK PRISMATIC 4000K LED 600 IP65 | ASD LIGHTING | AB/BP4LED600 | EA | 4 | 12.94 | 51.76 | CON 25 | Material | Consume
688 | GALVANISED ADAPTABLE BOX WITH KO 150x150x75MM | NIGLON | ABG663 | EA | 2 | 21.52 | 43.04 | CON 25 | Material | Consume
689 | 20MM BLACK FLEXIBLE CONDUIT C/W CLIP ON GLANDS | CENTAUR | CFP-20B-10M-CP | PK | 1 | 17.57 | 17.57 | CON 25 | Material | Consume
690 | 25 MM BLACK FLEXIBLE CONDUIT C/W CLIP ON GLANDS | CENTAUR | CFP-25B-10M-CP | PK | 1 | 32.67 | 32.67 | CON 25 | Material | Consume
691 | 25MM WHITE FLEXIBLE CONDUIT C/W CLIP ON GLANDS | CENTAUR | CFP-25W-10M-CP | PK | 1 | 52.25 | 52.25 | CON 25 | Material | Consume
692 | POLYAMIDE CABLE GLAND 20MM GREY, M20x1.5 6-12MM IP68 | SWA | CG/LNM20SG | EA | 80 | 1.14 | 91.2 | CON 25 | Material | Consume
693 | POLYAMIDE CABLE GLAND 25MM GREY, M25x1.5 13-18MM IP68 | SWA | CG/LNM-25G | EA | 8 | 0.95 | 7.6 | CON 25 | Material | Consume
694 | POLYAMIDE CABLE GLAND 50MM GREY, M50x1.5 30-38MM IP68 | SWA | CG/LNM-50G | EA | 35 | 5.5 | 192.5 | CON 25 | Material | Consume
695 | EARTH CLAMP, ROD TO TAPE BOLT DOUBLE PLATE, 16MM | KINGSMILL | CLUB16-2 | EA | 8 | 22.03 | 176.24 | CON 25 | Material | Consume
696 | MAXI TRUNKING, 100x50MM x 3M, PVC WHITE | CENTAUR | CMXT 42 | EA | 10 | 52.24 | 522.4 | CON 25 | Material | Consume
697 | CABLE TIE CRADLE 9.0MM BLACK 100EA/PK | SWA | CRAD78B | PK | 18 | 6.12 | 110.16 | CON 25 | Material | Consume
698 | SOCKET MOUNTING BOX, 1 GANG 35MM WHITE | SCHNEIDER ELECTRIC | CTB21W | EA | 10 | 4.47 | 44.7 | CON 25 | Material | Consume
699 | CABLE TIE MOUNT STAINLESS STEEL | TERMINATION TECHNOLOGY LTD | CTBSS | PK | 2 | 5.21 | 10.42 | CON 25 | Material | Consume
700 | LSF PACK BRASS CABLE GLAND 22-26.5MM RANGE | TERMINATION TECHNOLOGY LTD | CW25PK-LSF | PK | 1 | 23.13 | 23.13 | CON 25 | Material | Consume
701 | CATENARY WIRE KIT 30Mx3MM | NORSLO | CWK30 | PK | 1 | 32.09 | 32.09 | CON 25 | Material | Consume
702 | 4.2 x 20 COUNTERSUNK DRILL SCREWS (PACK OF 100) | ORBIX | DS-CSK-4.2X20-100 | BX | 3 | 8.48 | 25.44 | CON 25 | Material | Consume
703 | 4.2 x 38MM COUNTERSUNK DRILL SCREWS 100EA/BX | ORBIX | DS-CSK-4.2X38 | BX | 3 | 14.53 | 43.59 | CON 25 | Material | Consume
704 | 4.2 X 38 COUNTERSUNK DRILL SCREWS (PACK OF 100) | ORBIX | DS-CSK-4.2X38-100 | BX | 5 | 13.53 | 67.65 | CON 25 | Material | Consume
705 | FEMALE BUSH BRASS, 25MM | DETA | DT40325 | EA | 10 | 0.54 | 5.4 | CON 25 | Material | Consume
706 | M20x1.5 DOME COMPRESSION GLAND GREY | CTC | DTGM20S | PK | 6 | 10.74 | 64.44 | CON 25 | Material | Consume
707 | COMBI SET 308/5 POLE TERMINAL JUNCTION BOX & SILICONE GEL IP68 | WISKA | E66634 | EA | 15 | 44.18 | 662.7 | CON 25 | Material | Consume
708 | EARTH ROD EXTERNAL COUPLER 5/8IN | NIGLON | EC58 | EA | 4 | 6.36 | 25.44 | CON 25 | Material | Consume
709 | 3A BS1362 MINI CERAMIC FUSE, 10EA/PK | NIGLON | F3 | PK | 4 | 5.43 | 21.72 | CON 25 | Material | Consume
710 | PLUG TOP, 13AMP 250V WHITE | F4P | F4PRPTW | EA | 20 | 5.49 | 109.8 | CON 25 | Material | Consume
711 | P CLIP CONDUIT FITTING PVC LINER 32MM | FLEXICON | FCC32 | EA | 10 | 1.09 | 10.9 | CON 25 | Material | Consume
712 | 1.5IN FEMALE BRASS BUSH | NIGLON | FLP5 | EA | 20 | 1.38 | 27.6 | CON 25 | Material | Consume
713 | 2IN FEMALE BRASS BUSH | NIGLON | FLP6 | EA | 8 | 4.19 | 33.52 | CON 25 | Material | Consume
714 | 20MM FLEXIBLE CONDUIT WHITE CONTRACTOR PACK 10M C/W M20 FITTINGS | FLEXICON | FPL-CP20W | PK | 6 | 27.47 | 164.82 | CON 25 | Material | Consume
715 | TERMINAL BLOCK FOR ENCLOSURE (3x35) + (10x10) | GEWISS | GW40402 | EA | 2 | 25.62 | 51.24 | CON 25 | Material | Consume
716 | JUNCTION BOX (IP56), GREY, 150x110x70MM | GEWISS | GW44206 | EA | 1 | 8.59 | 8.59 | CON 25 | Material | Consume
717 | JUNCTION BOX (IP56), GREY, 3800x300x120MM | GEWISS | GW44210 | EA | 13 | 27.43 | 356.59 | CON 25 | Material | Consume
718 | ROTARY ISOLATOR SWITCH, 32A 4P | GEWISS | GW70436P | EA | 9 | 43.21 | 388.89 | CON 25 | Material | Consume
719 | 8MM ROUND CABLE CLIPS WHITE, 100EA/BX | ENGEX | GX01107 | BX | 2 | 7.94 | 15.88 | CON 25 | Material | Consume
720 | 9MM ROUND CABLE CLIPS WHITE, 100EA/BX | ENGEX | GX01108 | BX | 2 | 9.16 | 18.32 | CON 25 | Material | Consume
721 | 10MM ROUND CABLE CLIPS WHITE, 100EA/BX | ENGEX | GX01109 | BX | 2 | 12.18 | 24.36 | CON 25 | Material | Consume
722 | 16MM 5 CORE PVC SWA XLPE ARMOURED CABLE | BASEC ELECTRIC CABLE | H6945XL16 - 30 | MTR | 30 | 24.62 | 738.6 | CON 25 | Material | Consume
723 | 13A HEAVY DUTY PLUG, BLACK | BG | HDPT13B | EA | 90 | 3.29 | 296.1 | CON 25 | Material | Consume
724 | COMMERCIAL LED FLOODLIGHT 200W 4000K IP65 BLACK | JCC | JC050008 | EA | 14 | 255.39 | 3575.46 | CON 25 | Material | Consume
725 | SWITCH, 10A DP 1 WAY GRID | MK | K4981WHI | EA | 1 | 9.09 | 9.09 | CON 25 | Material | Consume
726 | SWITCH, 10A 1 GANG SP 2 WAY | MK | K56401GRY | EA | 4 | 24.87 | 99.48 | CON 25 | Material | Consume
727 | SWITCH, 10A 2G SP 1 WAY IP66 | MK | K56402GRY | EA | 1 | 22.07 | 22.07 | CON 25 | Material | Consume
728 | SWITCHED FUSED CONNECTION UNIT, 13A, WEATHERPROOF | MK | K56410GRY | EA | 3 | 60.27 | 180.81 | CON 25 | Material | Consume
729 | 1 GANG SWITCH ENCLOSURE 2 WAY IP66 + 10A SP 2 WAY SWITCH | MK | K56420GRY + 56882 BLK | EA | 2 | 27.04 | 54.08 | CON 25 | Material | Consume
730 | SWITCH ENCLOSURE 2 WAY 2G IP66 | MK | K56422GRY | EA | 2 | 31.8 | 63.6 | CON 25 | Material | Consume
731 | MALE CONDUIT GLAND, M32 IP66 10EA/PK | ATKORE KOREFLEX | KNYG32/M32 | PK | 2 | 13.06 | 26.12 | CON 25 | Material | Consume
732 | MILLED EDGE LOCKRING BZP, 25MM | METPRO | LR2 | EA | 20 | 0.2 | 4 | CON 25 | Material | Consume
733 | MILLED EDGE LOCKRING, 20MM | NIGLON | LRS20G | EA | 40 | 0.45 | 18 | CON 25 | Material | Consume
734 | MILLED EDGE LOCKRING, 1.5IN | NIGLON | LRS5G | EA | 20 | 1.31 | 26.2 | CON 25 | Material | Consume
735 | MILLED EDGE LOCKRING BZP, 2IN | NIGLON | LRS6G | EA | 4 | 3.99 | 15.96 | CON 25 | Material | Consume
736 | 1.5IN LONG MALE BRASS BUSH | NIGLON | MBB5 | EA | 20 | 2.75 | 55 | CON 25 | Material | Consume
737 | 2IN LONG MALE BRASS BUSH | NIGLON | MBB6 | EA | 8 | 7.29 | 58.32 | CON 25 | Material | Consume
738 | MINI TRUNKING, 38MMx25MM x 3M, PVC WHITE | MARSHALL TUFFLEX | MMT4WH | EA | 84 | 7.8 | 655.2 | CON 25 | Material | Consume
739 | 1 GANG 44MM UNIVERSAL ROUND CORNERS BOX KO WHITE | MARSHALL TUFFLEX | MSSB73WH | EA | 10 | 4.72 | 47.2 | CON 25 | Material | Consume
740 | 1 GANG 44MM UNIVERSAL ROUND CORNERS BOX KO WHITE | MARSHALL TUFFLEX | MSSB73WH | EA | 20 | 4.72 | 94.4 | CON 25 | Material | Consume
741 | PVC MOULDED ENCLOSURE ADAPTABLE BOX 106x106x67MM WHITE | MARSHALL TUFFLEX | MTAB100AWH | EA | 5 | 35.31 | 176.55 | CON 25 | Material | Consume
742 | 4.8 X 35 WAFER HEAD GENERAL PURPOSE DRILL SCREWS (PACK OF 200) | ORBIX | OBX-GP-4.8X35-200 | BX | 3 | 28.95 | 86.85 | CON 25 | Material | Consume
743 | 5.5MM X 40MM WAFER HEAD DRILL SCREWS (PACK OF 100) | ORBIX | OBX-HD-5.5X40-100 | BX | 5 | 20.08 | 100.4 | CON 25 | Material | Consume
744 | 4.8 x 16 STANDARD SELF DRILLING SCREWS BNP (PACK OF 200) | ORBIX | OBX-STD-4.8X16-200 | PK | 1 | 21.58 | 21.58 | CON 25 | Material | Consume
745 | FLEXIBLE CONDUIT 40MM x 25M BLACK | RONBAR | PP40.25M | EA | 1 | 256.31 | 256.31 | CON 25 | Material | Consume
746 | RUBBER GASKET 150MM x 150MM | NIGLON | RG66 | EA | 2 | 5.31 | 10.62 | CON 25 | Material | Consume
747 | 2 GANG 32MM PVC SURFACE BOX ROUND CORNERS WITH 20MM KO, WHITE | CENTAUR | SB 8/20W | EA | 2 | 5.15 | 10.3 | CON 25 | Material | Consume
748 | DISTRIBUTION BOARD SP+N TYPE A 1P 125A 10 WAYS 230V | SCHNEIDER ELECTRIC | SEA9APN10 | EA | 1 | 137.64 | 137.64 | CON 25 | Material | Consume
749 | BLANKING PLATES | SCHNEIDER ELECTRIC | SEA9BP25N | PK | 3 | 26.9 | 80.7 | CON 25 | Material | Consume
750 | DISTRIBUTION BOARD 3P 4 WAY TYPE B 250A | SCHNEIDER ELECTRIC | SEA9BPN4 | EA | 5 | 275 | 1375 | CON 25 | Material | Consume
751 | DISTRIBUTION BOARD 3P+N TYPE B 250A 6 WAYS ACTI9 230/400V | SCHNEIDER ELECTRIC | SEA9BPN6 | EA | 4 | 463.34 | 1853.36 | CON 25 | Material | Consume
752 | HEAVY DUTY DISTRIBUTION BOARD STEEL DOOR, 3P 125A 6 WAYS ACTI9 ISOBAR IP55 | SCHNEIDER ELECTRIC | SEA9BPW6HDGR | EA | 6 | 1617.27 | 9703.62 | CON 25 | Material | Consume
753 | SMART LED GLS 9W DIMMABLE LAMP | LUCECO | SLA22RGB9W81 | EA | 2 | 16.11 | 32.22 | CON 25 | Material | Consume
754 | LED GLS RGB 9W DIMMABLE BULB | LUCECO | SLA22RGB9W81-01 | EA | 11 | 16.9 | 185.9 | CON 25 | Material | Consume
755 | 3.0MM PVC BLUE SLEEVING 100M/RL | ROBSON PRODUCTS | SLBLU3R | RL | 1 | 11.95 | 11.95 | CON 25 | Material | Consume
756 | 3.0MM PVC BROWN SLEEVING 100M/RL | ROBSON PRODUCTS | SLBRN3R | RL | 1 | 11.95 | 11.95 | CON 25 | Material | Consume
757 | 3.0MM PVC GREEN / YELLOW SLEEVING 100M/RL | ROBSON PRODUCTS | SLGY3R | RL | 1 | 11.95 | 11.95 | CON 25 | Material | Consume
758 | EXTERNAL BEND 25x16MM WHITE | MARSHALL TUFFLEX | TEB2WH | EA | 60 | 2.21 | 132.6 | CON 25 | Material | Consume
759 | FLAT BEND 25x16MM WHITE | MARSHALL TUFFLEX | TFB2WH | EA | 60 | 2.21 | 132.6 | CON 25 | Material | Consume
760 | INTERNAL BEND 25x16MM WHITE | MARSHALL TUFFLEX | TIB2WH | EA | 60 | 2.21 | 132.6 | CON 25 | Material | Consume
761 | SLOTTED DIN RAIL, 2M x 35MM x 7.5MM | WIELAND | TS35S | EA | 10 | 7.77 | 77.7 | CON 25 | Material | Consume
762 | CABLE TIES 300x4.6MM BLACK 100EA/PK | TY-ITS | UB300C-B | PK | 4 | 7.47 | 29.88 | CON 25 | Material | Consume
763 | LSF COATED SINGLE FIXING P CLIP 37 BLACK (PACK OF 50) | WREXHAM MINERAL CABLES | WRCHL37/BK | PK | 10 | 37.25 | 372.5 | CON 25 | Material | Consume
764 | COPPER BONDED EARTH ROD, 5/8IN x 4FT | NIGLON | XCBER458 | EA | 8 | 17.05 | 136.4 | CON 25 | Material | Consume
765 | 8MM HSS DRILL BIT 10EA/PK | ARMEG | YM0800L | PK | 1 | 67.07 | 67.07 | CON 25 | Material | Consume
766 | BUTYL HEAT RESISTANT CABLE, 5-CORE 16MM BLACK TYPE H07RN-F | DUCAB | 5Cx16MM | MTR | 6 | 14.29 | 85.74 | CON 26 | Material | Consume
767 | BUTYL HEAT RESISTANT CABLE, 5-CORE 6MM BLACK TYPE H07RN-F | DUCAB | 5Cx6MM | MTR | 110 | 7.83 | 861.3 | CON 26 | Material | Consume
768 | 25MM 1 CORE GREEN/YELLOW CABLE | DUCAB | 1CX25MM-G/Y | MTR | 120 | 4.27 | 512.4 | CON 27 | Material | Consume
769 | 25MM 1 CORE GREEN/YELLOW CABLE | DUCAB | 1CX25MM-G/Y | MTR | 35 | 4.27 | 149.45 | CON 27 | Material | Consume
770 | 70MM 1 CORE GREEN/YELLOW CABLE | DUCAB | 1CX70MM-G/Y | MTR | 25 | 9.8 | 245 | CON 27 | Material | Consume
771 | 16MM 3 CORE CLASS 5 COPPER CONDUCTOR FLEXIBLE CABLE | DUCAB | 3CORE X 16MM | MTR | 60 | 9.6 | 576 | CON 27 | Material | Consume
772 | 120MM 4 CORE CU/XLPE/SWA/PVC ARMOURED CABLE | DUCAB | 4CX120MM | MTR | 25 | 65.68 | 1642 | CON 27 | Material | Consume
773 | 35MM 4 CORE CU/XLPE/SWA/LSZH ARMOURED CABLE | DUCAB | 4CX35MM | MTR | 75 | 21.37 | 1602.75 | CON 27 | Material | Consume
774 | BUTYL HEAT RESISTANT CABLE, 5-CORE 16MM BLACK TYPE H07RN-F | DUCAB | 5Cx16MM | MTR | 80 | 14.29 | 1143.2 | CON 27 | Material | Consume
775 | 2.5MM 5 CORE FLEXIBLE CABLE EPR PCP | DUCAB | 5CX2.5MM | MTR | 250 | 3.58 | 895 | CON 27 | Material | Consume
776 | 35MM 4 CORE CU/XLPE/SWA/LSZH ARMOURED CABLE | DUCAB | 4CX35MM | MTR | 50 | 21.37 | 1068.5 | CRATE 01 | Material | Consume
777 | 10MM 3 CORE CU/XLPE/SWA/PVC ARMOURED CABLE | DUCAB | 3CX10MM | MTR | 37 | 5.3 | 196.1 | CRATE 02 | Material | Consume
778 | 35MM 4 CORE CU/XLPE/SWA/LSZH ARMOURED CABLE | DUCAB | 4CX35MM | MTR | 20 | 21.37 | 427.4 | CRATE 03 | Material | Consume
779 | 70MM 4 CORE CU/XLPE/SWA/PVC ARMOURED CABLE | DUCAB | 4CX70MM | MTR | 90 | 36.63 | 3296.7 | CRATE 03 | Material | Consume
780 | 35MM 1 CORE GREEN/YELLOW CABLE | DUCAB | 1CX35MM-G/Y | MTR | 90 | 6.09 | 548.1 | CRATE 04 | Material | Consume
781 | 70MM 1 CORE GREEN/YELLOW CABLE | DUCAB | 1CX70MM-G/Y | MTR | 6 | 9.8 | 58.8 | CRATE 04 | Material | Consume
782 | SHIPPING CONTAINER, 40FT | WACOL | EMCU9173560 | EA | 1 | 4675 | 4675 | EBOM YARD | Equipment | Storage
783 | SHIPPING CONTAINER, 40FT | WACOL | EMCU9182984 | EA | 1 | 4675 | 4675 | EBOM YARD | Equipment | Storage
784 | SHIPPING CONTAINER, 40FT | WACOL | MSCU9724929 | EA | 1 | 4675 | 4675 | EBOM YARD | Equipment | Storage
785 | SHIPPING CONTAINER, 40FT | WACOL | MSCU9955511 | EA | 1 | 4675 | 4675 | EBOM YARD | Equipment | Storage
786 | SHIPPING CONTAINER, 40FT | WACOL | WHLU5942613 | EA | 1 | 4675 | 4675 | EBOM YARD | Equipment | Storage
787 | HAND HYDRAULIC PUNCH DRIVER SET | WAB | 021016 | BX | 1 | 1555.9 | 1555.9 | ERBIL | Equipment | Return
788 | JIG SAW, CORDLESS XR, 18V | DEWALT | DCS334 | EA | 1 | 421.92 | 421.92 | ERBIL | Equipment | Return
789 | DRILL, SDS-PLUS HAMMER 2-36V-4AH LI-ION BATTERIES | BOSCH | GBH36VF-LIP 24 | EA | 1 | 828.11 | 828.11 | NLZ | Equipment | Return
790 | ANGLE GRINDER, CORDLESS XR, 18V | DEWALT | DCG412 | EA | 1 | 211.48 | 211.48 | NLZ | Equipment | Return
791 | DRILL, CORDLESS XR SDS PLUS HAMMER, 18V | DEWALT | DCH253 | EA | 1 | 352.55 | 352.55 | NLZ | Equipment | Return
1764229.93
Note on F444: Alex de Vera: 40 40
Note on F770: Alex de Vera: 80 80 200 150 35 DEDUCTION - NLZ WK 19-21 280m
Note on F774: Alex de Vera: 80 80 100 60 40 60 90 35 DEDUCTION - NLZ WK 19-21 250m